## Cost Data- historical primary
Technology | Technology/Application Detail | Location | Cost Metric | Pre-incentive? (Y or N) | Numerical Value | Unit of Measurement | Data Year | Dollar Year | Market Year | Statistic | # Data points considered | Data Source | Data Type | Publication | Author | Link | Primary source? | Date of Publication | Publication Page | PDF Page | Table/Figure | QAQC? | Notes
CSP |  | U.S. | Installed Costs - Total | Y | 2000 | $/kW | 2008 | 2008 | 2008 | Range: minimum | Unspecified | Lit review/Interviews | Historical | Economic Impacts of Extending Federal Solar Tax Credits | Navigant Consulting | http://www.seia.org/galleries/pdf/Navigant%20Consulting%20Report%209.15.08.pdf | Y | 2008 | 64 | 65 |  | Y | Includes parabolic trough, power tower, compact linear Fresnel, and dish Stirling.
CSP |  | U.S. | Installed Costs - Total | Y | 6000 | $/kW | 2008 | 2008 | 2008 | Range: maximum | Unspecified | Lit review/Interviews | Historical | Economic Impacts of Extending Federal Solar Tax Credits | Navigant Consulting | http://www.seia.org/galleries/pdf/Navigant%20Consulting%20Report%209.15.08.pdf | Y | 2008 | 64 | 65 |  | Y | Includes parabolic trough, power tower, compact linear Fresnel, and dish Stirling.
CSP |  | U.S. | O&M | Y | 60 | $/kW-Yr | 2008 | 2008 | 2008 | Average - simple | Unspecified | Lit review/Interviews | Historical | Economic Impacts of Extending Federal Solar Tax Credits | Navigant Consulting | http://www.seia.org/galleries/pdf/Navigant%20Consulting%20Report%209.15.08.pdf | Y | 2008 | 64 | 65 |  | Y | Includes parabolic trough, power tower, compact linear Fresnel, and dish Stirling.
Solar PV |  | CA - California Energy Commission Incentive Program | Incentive - after-tax |  | 3.4936 | $/WAC | 1998 - Q1-2 | 2004 | 1998 - Q1-2 | Average - simple | 34 | California Energy Commission | Historical | Letting the Sun Shine on Solar Costs: Empirical Investigation of PV Cost Trends in California | Lawrence Berkeley National Laboratory | http://eetd.lbl.gov/EA/emp/reports/59282-es.pdf | Y | 2006 | iv | 6 | ES-3 | Y | Numerical values provided by author.
Solar PV |  | CA - California Energy Commission Incentive Program | Incentive - after-tax |  | 3.498 | $/WAC | 1998 - Q1-2 | 2004 | 1998 - Q1-2 | Median | 34 | California Energy Commission | Historical | Letting the Sun Shine on Solar Costs: Empirical Investigation of PV Cost Trends in California | Lawrence Berkeley National Laboratory | http://eetd.lbl.gov/EA/emp/reports/59282-es.pdf | Y | 2006 | iv | 6 | ES-3 | Y | Numerical values provided by author.
Solar PV |  | CA - California Energy Commission Incentive Program | Incentive - after-tax |  | 3.4558 | $/WAC | 1998 - Q3-4 | 2004 | 1998 - Q3-4 | Average - simple | 76 | California Energy Commission | Historical | Letting the Sun Shine on Solar Costs: Empirical Investigation of PV Cost Trends in California | Lawrence Berkeley National Laboratory | http://eetd.lbl.gov/EA/emp/reports/59282-es.pdf | Y | 2006 | iv | 6 | ES-3 | Y | Numerical values provided by author.
Solar PV |  | CA - California Energy Commission Incentive Program | Incentive - after-tax |  | 3.4532 | $/WAC | 1998 - Q3-4 | 2004 | 1998 - Q3-4 | Median | 76 | California Energy Commission | Historical | Letting the Sun Shine on Solar Costs: Empirical Investigation of PV Cost Trends in California | Lawrence Berkeley National Laboratory | http://eetd.lbl.gov/EA/emp/reports/59282-es.pdf | Y | 2006 | iv | 6 | ES-3 | Y | Numerical values provided by author.
Solar PV |  | CA - California Energy Commission Incentive Program | Incentive - after-tax |  | 3.4214 | $/WAC | 1999 - Q1-2 | 2004 | 1999 - Q1-2 | Average - simple | 106 | California Energy Commission | Historical | Letting the Sun Shine on Solar Costs: Empirical Investigation of PV Cost Trends in California | Lawrence Berkeley National Laboratory | http://eetd.lbl.gov/EA/emp/reports/59282-es.pdf | Y | 2006 | iv | 6 | ES-3 | Y | Numerical values provided by author.
Solar PV |  | CA - California Energy Commission Incentive Program | Incentive - after-tax |  | 3.4158 | $/WAC | 1999 - Q1-2 | 2004 | 1999 - Q1-2 | Median | 106 | California Energy Commission | Historical | Letting the Sun Shine on Solar Costs: Empirical Investigation of PV Cost Trends in California | Lawrence Berkeley National Laboratory | http://eetd.lbl.gov/EA/emp/reports/59282-es.pdf | Y | 2006 | iv | 6 | ES-3 | Y | Numerical values provided by author.
Solar PV |  | CA - California Energy Commission Incentive Program | Incentive - after-tax |  | 3.3457 | $/WAC | 1999 - Q3-4 | 2004 | 1999 - Q3-4 | Average - simple | 92 | California Energy Commission | Historical | Letting the Sun Shine on Solar Costs: Empirical Investigation of PV Cost Trends in California | Lawrence Berkeley National Laboratory | http://eetd.lbl.gov/EA/emp/reports/59282-es.pdf | Y | 2006 | iv | 6 | ES-3 | Y | Numerical values provided by author.
Solar PV |  | CA - California Energy Commission Incentive Program | Incentive - after-tax |  | 3.3651 | $/WAC | 1999 - Q3-4 | 2004 | 1999 - Q3-4 | Median | 92 | California Energy Commission | Historical | Letting the Sun Shine on Solar Costs: Empirical Investigation of PV Cost Trends in California | Lawrence Berkeley National Laboratory | http://eetd.lbl.gov/EA/emp/reports/59282-es.pdf | Y | 2006 | iv | 6 | ES-3 | Y | Numerical values provided by author.
Solar PV |  | CA - California Energy Commission Incentive Program | Incentive - after-tax |  | 3.3211 | $/WAC | 2000 - Q1-2 | 2004 | 2000 - Q1-2 | Average - simple | 70 | California Energy Commission | Historical | Letting the Sun Shine on Solar Costs: Empirical Investigation of PV Cost Trends in California | Lawrence Berkeley National Laboratory | http://eetd.lbl.gov/EA/emp/reports/59282-es.pdf | Y | 2006 | iv | 6 | ES-3 | Y | Numerical values provided by author.
Solar PV |  | CA - California Energy Commission Incentive Program | Incentive - after-tax |  | 3.3158 | $/WAC | 2000 - Q1-2 | 2004 | 2000 - Q1-2 | Median | 70 | California Energy Commission | Historical | Letting the Sun Shine on Solar Costs: Empirical Investigation of PV Cost Trends in California | Lawrence Berkeley National Laboratory | http://eetd.lbl.gov/EA/emp/reports/59282-es.pdf | Y | 2006 | iv | 6 | ES-3 | Y | Numerical values provided by author.
Solar PV |  | CA - California Energy Commission Incentive Program | Incentive - after-tax |  | 3.2571 | $/WAC | 2000 - Q3-4 | 2004 | 2000 - Q3-4 | Average - simple | 122 | California Energy Commission | Historical | Letting the Sun Shine on Solar Costs: Empirical Investigation of PV Cost Trends in California | Lawrence Berkeley National Laboratory | http://eetd.lbl.gov/EA/emp/reports/59282-es.pdf | Y | 2006 | iv | 6 | ES-3 | Y | Numerical values provided by author.
Solar PV |  | CA - California Energy Commission Incentive Program | Incentive - after-tax |  | 3.2586 | $/WAC | 2000 - Q3-4 | 2004 | 2000 - Q3-4 | Median | 122 | California Energy Commission | Historical | Letting the Sun Shine on Solar Costs: Empirical Investigation of PV Cost Trends in California | Lawrence Berkeley National Laboratory | http://eetd.lbl.gov/EA/emp/reports/59282-es.pdf | Y | 2006 | iv | 6 | ES-3 | Y | Numerical values provided by author.
Solar PV |  | CA - California Energy Commission Incentive Program | Incentive - after-tax |  | 4.6649 | $/WAC | 2001 - Q1-2 | 2004 | 2001 - Q1-2 | Average - simple | 989 | California Energy Commission | Historical | Letting the Sun Shine on Solar Costs: Empirical Investigation of PV Cost Trends in California | Lawrence Berkeley National Laboratory | http://eetd.lbl.gov/EA/emp/reports/59282-es.pdf | Y | 2006 | iv | 6 | ES-3 | Y | Numerical values provided by author.
Solar PV |  | CA - California Energy Commission Incentive Program | Incentive - after-tax |  | 4.7915 | $/WAC | 2001 - Q1-2 | 2004 | 2001 - Q1-2 | Median | 989 | California Energy Commission | Historical | Letting the Sun Shine on Solar Costs: Empirical Investigation of PV Cost Trends in California | Lawrence Berkeley National Laboratory | http://eetd.lbl.gov/EA/emp/reports/59282-es.pdf | Y | 2006 | iv | 6 | ES-3 | Y | Numerical values provided by author.
Solar PV |  | CA - California Energy Commission Incentive Program | Incentive - after-tax |  | 4.7865 | $/WAC | 2001 - Q3-4 | 2004 | 2001 - Q3-4 | Average - simple | 1251 | California Energy Commission | Historical | Letting the Sun Shine on Solar Costs: Empirical Investigation of PV Cost Trends in California | Lawrence Berkeley National Laboratory | http://eetd.lbl.gov/EA/emp/reports/59282-es.pdf | Y | 2006 | iv | 6 | ES-3 | Y | Numerical values provided by author.
Solar PV |  | CA - California Energy Commission Incentive Program | Incentive - after-tax |  | 4.7888 | $/WAC | 2001 - Q3-4 | 2004 | 2001 - Q3-4 | Median | 1251 | California Energy Commission | Historical | Letting the Sun Shine on Solar Costs: Empirical Investigation of PV Cost Trends in California | Lawrence Berkeley National Laboratory | http://eetd.lbl.gov/EA/emp/reports/59282-es.pdf | Y | 2006 | iv | 6 | ES-3 | Y | Numerical values provided by author.
Solar PV |  | CA - California Energy Commission Incentive Program | Incentive - after-tax |  | 4.751 | $/WAC | 2002 - Q1-2 | 2004 | 2002 - Q1-2 | Average - simple | 1123 | California Energy Commission | Historical | Letting the Sun Shine on Solar Costs: Empirical Investigation of PV Cost Trends in California | Lawrence Berkeley National Laboratory | http://eetd.lbl.gov/EA/emp/reports/59282-es.pdf | Y | 2006 | iv | 6 | ES-3 | Y | Numerical values provided by author.
Solar PV |  | CA - California Energy Commission Incentive Program | Incentive - after-tax |  | 4.7381 | $/WAC | 2002 - Q1-2 | 2004 | 2002 - Q1-2 | Median | 1123 | California Energy Commission | Historical | Letting the Sun Shine on Solar Costs: Empirical Investigation of PV Cost Trends in California | Lawrence Berkeley National Laboratory | http://eetd.lbl.gov/EA/emp/reports/59282-es.pdf | Y | 2006 | iv | 6 | ES-3 | Y | Numerical values provided by author.
Solar PV |  | CA - California Energy Commission Incentive Program | Incentive - after-tax |  | 4.7042 | $/WAC | 2002 - Q3-4 | 2004 | 2002 - Q3-4 | Average - simple | 1330 | California Energy Commission | Historical | Letting the Sun Shine on Solar Costs: Empirical Investigation of PV Cost Trends in California | Lawrence Berkeley National Laboratory | http://eetd.lbl.gov/EA/emp/reports/59282-es.pdf | Y | 2006 | iv | 6 | ES-3 | Y | Numerical values provided by author.
Solar PV |  | CA - California Energy Commission Incentive Program | Incentive - after-tax |  | 4.7014 | $/WAC | 2002 - Q3-4 | 2004 | 2002 - Q3-4 | Median | 1330 | California Energy Commission | Historical | Letting the Sun Shine on Solar Costs: Empirical Investigation of PV Cost Trends in California | Lawrence Berkeley National Laboratory | http://eetd.lbl.gov/EA/emp/reports/59282-es.pdf | Y | 2006 | iv | 6 | ES-3 | Y | Numerical values provided by author.
Solar PV |  | CA - California Energy Commission Incentive Program | Incentive - after-tax |  | 4.1163 | $/WAC | 2003 - Q1-2 | 2004 | 2003 - Q1-2 | Average - simple | 3359 | California Energy Commission | Historical | Letting the Sun Shine on Solar Costs: Empirical Investigation of PV Cost Trends in California | Lawrence Berkeley National Laboratory | http://eetd.lbl.gov/EA/emp/reports/59282-es.pdf | Y | 2006 | iv | 6 | ES-3 | Y | Numerical values provided by author.
Solar PV |  | CA - California Energy Commission Incentive Program | Incentive - after-tax |  | 4.1198 | $/WAC | 2003 - Q1-2 | 2004 | 2003 - Q1-2 | Median | 3359 | California Energy Commission | Historical | Letting the Sun Shine on Solar Costs: Empirical Investigation of PV Cost Trends in California | Lawrence Berkeley National Laboratory | http://eetd.lbl.gov/EA/emp/reports/59282-es.pdf | Y | 2006 | iv | 6 | ES-3 | Y | Numerical values provided by author.
Solar PV |  | CA - California Energy Commission Incentive Program | Incentive - after-tax |  | 3.8858 | $/WAC | 2003 - Q3-4 | 2004 | 2003 - Q3-4 | Average - simple | 3594 | California Energy Commission | Historical | Letting the Sun Shine on Solar Costs: Empirical Investigation of PV Cost Trends in California | Lawrence Berkeley National Laboratory | http://eetd.lbl.gov/EA/emp/reports/59282-es.pdf | Y | 2006 | iv | 6 | ES-3 | Y | Numerical values provided by author.
Solar PV |  | CA - California Energy Commission Incentive Program | Incentive - after-tax |  | 3.8799 | $/WAC | 2003 - Q3-4 | 2004 | 2003 - Q3-4 | Median | 3594 | California Energy Commission | Historical | Letting the Sun Shine on Solar Costs: Empirical Investigation of PV Cost Trends in California | Lawrence Berkeley National Laboratory | http://eetd.lbl.gov/EA/emp/reports/59282-es.pdf | Y | 2006 | iv | 6 | ES-3 | Y | Numerical values provided by author.
Solar PV |  | CA - California Energy Commission Incentive Program | Incentive - after-tax |  | 3.2033 | $/WAC | 2004 - Q1-2 | 2004 | 2004 - Q1-2 | Average - simple | 3333 | California Energy Commission | Historical | Letting the Sun Shine on Solar Costs: Empirical Investigation of PV Cost Trends in California | Lawrence Berkeley National Laboratory | http://eetd.lbl.gov/EA/emp/reports/59282-es.pdf | Y | 2006 | iv | 6 | ES-3 | Y | Numerical values provided by author.
Solar PV |  | CA - California Energy Commission Incentive Program | Incentive - after-tax |  | 3.1931 | $/WAC | 2004 - Q1-2 | 2004 | 2004 - Q1-2 | Median | 3333 | California Energy Commission | Historical | Letting the Sun Shine on Solar Costs: Empirical Investigation of PV Cost Trends in California | Lawrence Berkeley National Laboratory | http://eetd.lbl.gov/EA/emp/reports/59282-es.pdf | Y | 2006 | iv | 6 | ES-3 | Y | Numerical values provided by author.
Solar PV |  | CA - California Energy Commission Incentive Program | Incentive - after-tax |  | 2.9697 | $/WAC | 2004 - Q3-4 | 2004 | 2004 - Q3-4 | Average - simple | 2181 | California Energy Commission | Historical | Letting the Sun Shine on Solar Costs: Empirical Investigation of PV Cost Trends in California | Lawrence Berkeley National Laboratory | http://eetd.lbl.gov/EA/emp/reports/59282-es.pdf | Y | 2006 | iv | 6 | ES-3 | Y | Numerical values provided by author.
Solar PV |  | CA - California Energy Commission Incentive Program | Incentive - after-tax |  | 2.9638 | $/WAC | 2004 - Q3-4 | 2004 | 2004 - Q3-4 | Median | 2181 | California Energy Commission | Historical | Letting the Sun Shine on Solar Costs: Empirical Investigation of PV Cost Trends in California | Lawrence Berkeley National Laboratory | http://eetd.lbl.gov/EA/emp/reports/59282-es.pdf | Y | 2006 | iv | 6 | ES-3 | Y | Numerical values provided by author.
Solar PV |  | CA - California Energy Commission Incentive Program | Incentive - after-tax |  | 2.7468 | $/WAC | 2005 - Q1-2 | 2004 | 2005 - Q1-2 | Average - simple | 229 | California Energy Commission | Historical | Letting the Sun Shine on Solar Costs: Empirical Investigation of PV Cost Trends in California | Lawrence Berkeley National Laboratory | http://eetd.lbl.gov/EA/emp/reports/59282-es.pdf | Y | 2006 | iv | 6 | ES-3 | Y | Numerical values provided by author.
Solar PV |  | CA - California Energy Commission Incentive Program | Incentive - after-tax |  | 2.7376 | $/WAC | 2005 - Q1-2 | 2004 | 2005 - Q1-2 | Median | 229 | California Energy Commission | Historical | Letting the Sun Shine on Solar Costs: Empirical Investigation of PV Cost Trends in California | Lawrence Berkeley National Laboratory | http://eetd.lbl.gov/EA/emp/reports/59282-es.pdf | Y | 2006 | iv | 6 | ES-3 | Y | Numerical values provided by author.
Solar PV |  | CA - California Energy Commission Incentive Program | Installed Costs - Capital Costs | Y | 4.4761 | $/WAC | 1998 - Q1-2 | 2004 | 1998 - Q1-2 | Average - simple | 34 | California Energy Commission | Historical | Letting the Sun Shine on Solar Costs: Empirical Investigation of PV Cost Trends in California | Lawrence Berkeley National Laboratory | http://eetd.lbl.gov/EA/emp/reports/59282-es.pdf | Y | 2006 | iv | 6 | ES-3 | Y | Numerical values provided by author.
Solar PV |  | CA - California Energy Commission Incentive Program | Installed Costs - Capital Costs | Y | 4.4761 | $/WAC | 1998 - Q1-2 | 2004 | 1998 - Q1-2 | Median | 34 | California Energy Commission | Historical | Letting the Sun Shine on Solar Costs: Empirical Investigation of PV Cost Trends in California | Lawrence Berkeley National Laboratory | http://eetd.lbl.gov/EA/emp/reports/59282-es.pdf | Y | 2006 | iv | 6 | ES-3 | Y | Numerical values provided by author.
Solar PV |  | CA - California Energy Commission Incentive Program | Installed Costs - Capital Costs | Y | 4.4761 | $/WAC | 1998 - Q3-4 | 2004 | 1998 - Q3-4 | Average - simple | 76 | California Energy Commission | Historical | Letting the Sun Shine on Solar Costs: Empirical Investigation of PV Cost Trends in California | Lawrence Berkeley National Laboratory | http://eetd.lbl.gov/EA/emp/reports/59282-es.pdf | Y | 2006 | iv | 6 | ES-3 | Y | Numerical values provided by author.
Solar PV |  | CA - California Energy Commission Incentive Program | Installed Costs - Capital Costs | Y | 4.4761 | $/WAC | 1998 - Q3-4 | 2004 | 1998 - Q3-4 | Median | 76 | California Energy Commission | Historical | Letting the Sun Shine on Solar Costs: Empirical Investigation of PV Cost Trends in California | Lawrence Berkeley National Laboratory | http://eetd.lbl.gov/EA/emp/reports/59282-es.pdf | Y | 2006 | iv | 6 | ES-3 | Y | Numerical values provided by author.
Solar PV |  | CA - California Energy Commission Incentive Program | Installed Costs - Capital Costs | Y | 4.4153 | $/WAC | 1999 - Q1-2 | 2004 | 1999 - Q1-2 | Average - simple | 106 | California Energy Commission | Historical | Letting the Sun Shine on Solar Costs: Empirical Investigation of PV Cost Trends in California | Lawrence Berkeley National Laboratory | http://eetd.lbl.gov/EA/emp/reports/59282-es.pdf | Y | 2006 | iv | 6 | ES-3 | Y | Numerical values provided by author.
Solar PV |  | CA - California Energy Commission Incentive Program | Installed Costs - Capital Costs | Y | 4.4153 | $/WAC | 1999 - Q1-2 | 2004 | 1999 - Q1-2 | Median | 106 | California Energy Commission | Historical | Letting the Sun Shine on Solar Costs: Empirical Investigation of PV Cost Trends in California | Lawrence Berkeley National Laboratory | http://eetd.lbl.gov/EA/emp/reports/59282-es.pdf | Y | 2006 | iv | 6 | ES-3 | Y | Numerical values provided by author.
Solar PV |  | CA - California Energy Commission Incentive Program | Installed Costs - Capital Costs | Y | 4.4153 | $/WAC | 1999 - Q3-4 | 2004 | 1999 - Q3-4 | Average - simple | 92 | California Energy Commission | Historical | Letting the Sun Shine on Solar Costs: Empirical Investigation of PV Cost Trends in California | Lawrence Berkeley National Laboratory | http://eetd.lbl.gov/EA/emp/reports/59282-es.pdf | Y | 2006 | iv | 6 | ES-3 | Y | Numerical values provided by author.
Solar PV |  | CA - California Energy Commission Incentive Program | Installed Costs - Capital Costs | Y | 4.4153 | $/WAC | 1999 - Q3-4 | 2004 | 1999 - Q3-4 | Median | 92 | California Energy Commission | Historical | Letting the Sun Shine on Solar Costs: Empirical Investigation of PV Cost Trends in California | Lawrence Berkeley National Laboratory | http://eetd.lbl.gov/EA/emp/reports/59282-es.pdf | Y | 2006 | iv | 6 | ES-3 | Y | Numerical values provided by author.
Solar PV |  | CA - California Energy Commission Incentive Program | Installed Costs - Capital Costs | Y | 4.2936 | $/WAC | 2000 - Q1-2 | 2004 | 2000 - Q1-2 | Average - simple | 70 | California Energy Commission | Historical | Letting the Sun Shine on Solar Costs: Empirical Investigation of PV Cost Trends in California | Lawrence Berkeley National Laboratory | http://eetd.lbl.gov/EA/emp/reports/59282-es.pdf | Y | 2006 | iv | 6 | ES-3 | Y | Numerical values provided by author.
Solar PV |  | CA - California Energy Commission Incentive Program | Installed Costs - Capital Costs | Y | 4.2936 | $/WAC | 2000 - Q1-2 | 2004 | 2000 - Q1-2 | Median | 70 | California Energy Commission | Historical | Letting the Sun Shine on Solar Costs: Empirical Investigation of PV Cost Trends in California | Lawrence Berkeley National Laboratory | http://eetd.lbl.gov/EA/emp/reports/59282-es.pdf | Y | 2006 | iv | 6 | ES-3 | Y | Numerical values provided by author.
Solar PV |  | CA - California Energy Commission Incentive Program | Installed Costs - Capital Costs | Y | 4.2936 | $/WAC | 2000 - Q3-4 | 2004 | 2000 - Q3-4 | Average - simple | 122 | California Energy Commission | Historical | Letting the Sun Shine on Solar Costs: Empirical Investigation of PV Cost Trends in California | Lawrence Berkeley National Laboratory | http://eetd.lbl.gov/EA/emp/reports/59282-es.pdf | Y | 2006 | iv | 6 | ES-3 | Y | Numerical values provided by author.
Solar PV |  | CA - California Energy Commission Incentive Program | Installed Costs - Capital Costs | Y | 4.2936 | $/WAC | 2000 - Q3-4 | 2004 | 2000 - Q3-4 | Median | 122 | California Energy Commission | Historical | Letting the Sun Shine on Solar Costs: Empirical Investigation of PV Cost Trends in California | Lawrence Berkeley National Laboratory | http://eetd.lbl.gov/EA/emp/reports/59282-es.pdf | Y | 2006 | iv | 6 | ES-3 | Y | Numerical values provided by author.
Solar PV |  | CA - California Energy Commission Incentive Program | Installed Costs - Capital Costs | Y | 3.8559 | $/WAC | 2001 - Q1-2 | 2004 | 2001 - Q1-2 | Average - simple | 989 | California Energy Commission | Historical | Letting the Sun Shine on Solar Costs: Empirical Investigation of PV Cost Trends in California | Lawrence Berkeley National Laboratory | http://eetd.lbl.gov/EA/emp/reports/59282-es.pdf | Y | 2006 | iv | 6 | ES-3 | Y | Numerical values provided by author.
Solar PV |  | CA - California Energy Commission Incentive Program | Installed Costs - Capital Costs | Y | 3.8559 | $/WAC | 2001 - Q1-2 | 2004 | 2001 - Q1-2 | Median | 989 | California Energy Commission | Historical | Letting the Sun Shine on Solar Costs: Empirical Investigation of PV Cost Trends in California | Lawrence Berkeley National Laboratory | http://eetd.lbl.gov/EA/emp/reports/59282-es.pdf | Y | 2006 | iv | 6 | ES-3 | Y | Numerical values provided by author.
Solar PV |  | CA - California Energy Commission Incentive Program | Installed Costs - Capital Costs | Y | 3.8559 | $/WAC | 2001 - Q3-4 | 2004 | 2001 - Q3-4 | Average - simple | 1251 | California Energy Commission | Historical | Letting the Sun Shine on Solar Costs: Empirical Investigation of PV Cost Trends in California | Lawrence Berkeley National Laboratory | http://eetd.lbl.gov/EA/emp/reports/59282-es.pdf | Y | 2006 | iv | 6 | ES-3 | Y | Numerical values provided by author.
Solar PV |  | CA - California Energy Commission Incentive Program | Installed Costs - Capital Costs | Y | 3.8559 | $/WAC | 2001 - Q3-4 | 2004 | 2001 - Q3-4 | Median | 1251 | California Energy Commission | Historical | Letting the Sun Shine on Solar Costs: Empirical Investigation of PV Cost Trends in California | Lawrence Berkeley National Laboratory | http://eetd.lbl.gov/EA/emp/reports/59282-es.pdf | Y | 2006 | iv | 6 | ES-3 | Y | Numerical values provided by author.
Solar PV |  | CA - CPUC incentive program | Installed Costs - Capital Costs | Y | 3.8559 | $/WAC | 2001 - Q3-4 | 2004 | 2001 - Q3-4 | Average - simple |  | CPUC | Historical | Letting the Sun Shine on Solar Costs: Empirical Investigation of PV Cost Trends in California | Lawrence Berkeley National Laboratory | http://eetd.lbl.gov/EA/emp/reports/59282-es.pdf | Y | 2006 | iv | 6 | ES-3 | Y | Numerical values provided by author.
Solar PV |  | CA - California Energy Commission Incentive Program | Installed Costs - Capital Costs | Y | 3.5245 | $/WAC | 2002 - Q1-2 | 2004 | 2002 - Q1-2 | Average - simple | 1123 | California Energy Commission | Historical | Letting the Sun Shine on Solar Costs: Empirical Investigation of PV Cost Trends in California | Lawrence Berkeley National Laboratory | http://eetd.lbl.gov/EA/emp/reports/59282-es.pdf | Y | 2006 | iv | 6 | ES-3 | Y | Numerical values provided by author.
Solar PV |  | CA - California Energy Commission Incentive Program | Installed Costs - Capital Costs | Y | 3.5245 | $/WAC | 2002 - Q1-2 | 2004 | 2002 - Q1-2 | Median | 1123 | California Energy Commission | Historical | Letting the Sun Shine on Solar Costs: Empirical Investigation of PV Cost Trends in California | Lawrence Berkeley National Laboratory | http://eetd.lbl.gov/EA/emp/reports/59282-es.pdf | Y | 2006 | iv | 6 | ES-3 | Y | Numerical values provided by author.
Solar PV |  | CA - CPUC incentive program | Installed Costs - Capital Costs | Y | 3.5245 | $/WAC | 2002 - Q1-2 | 2004 | 2002 - Q1-2 | Average - simple |  | CPUC | Historical | Letting the Sun Shine on Solar Costs: Empirical Investigation of PV Cost Trends in California | Lawrence Berkeley National Laboratory | http://eetd.lbl.gov/EA/emp/reports/59282-es.pdf | Y | 2006 | iv | 6 | ES-3 | Y | Numerical values provided by author.
Solar PV |  | CA - California Energy Commission Incentive Program | Installed Costs - Capital Costs | Y | 3.5245 | $/WAC | 2002 - Q3-4 | 2004 | 2002 - Q3-4 | Average - simple | 1330 | California Energy Commission | Historical | Letting the Sun Shine on Solar Costs: Empirical Investigation of PV Cost Trends in California | Lawrence Berkeley National Laboratory | http://eetd.lbl.gov/EA/emp/reports/59282-es.pdf | Y | 2006 | iv | 6 | ES-3 | Y | Numerical values provided by author.
Solar PV |  | CA - California Energy Commission Incentive Program | Installed Costs - Capital Costs | Y | 3.5245 | $/WAC | 2002 - Q3-4 | 2004 | 2002 - Q3-4 | Median | 1330 | California Energy Commission | Historical | Letting the Sun Shine on Solar Costs: Empirical Investigation of PV Cost Trends in California | Lawrence Berkeley National Laboratory | http://eetd.lbl.gov/EA/emp/reports/59282-es.pdf | Y | 2006 | iv | 6 | ES-3 | Y | Numerical values provided by author.
Solar PV |  | CA - CPUC incentive program | Installed Costs - Capital Costs | Y | 3.5245 | $/WAC | 2002 - Q3-4 | 2004 | 2002 - Q3-4 | Average - simple |  | CPUC | Historical | Letting the Sun Shine on Solar Costs: Empirical Investigation of PV Cost Trends in California | Lawrence Berkeley National Laboratory | http://eetd.lbl.gov/EA/emp/reports/59282-es.pdf | Y | 2006 | iv | 6 | ES-3 | Y | Numerical values provided by author.
Solar PV |  | CA - California Energy Commission Incentive Program | Installed Costs - Capital Costs | Y | 3.2872 | $/WAC | 2003 - Q1-2 | 2004 | 2003 - Q1-2 | Average - simple | 3359 | California Energy Commission | Historical | Letting the Sun Shine on Solar Costs: Empirical Investigation of PV Cost Trends in California | Lawrence Berkeley National Laboratory | http://eetd.lbl.gov/EA/emp/reports/59282-es.pdf | Y | 2006 | iv | 6 | ES-3 | Y | Numerical values provided by author.
Solar PV |  | CA - California Energy Commission Incentive Program | Installed Costs - Capital Costs | Y | 3.2872 | $/WAC | 2003 - Q1-2 | 2004 | 2003 - Q1-2 | Median | 3359 | California Energy Commission | Historical | Letting the Sun Shine on Solar Costs: Empirical Investigation of PV Cost Trends in California | Lawrence Berkeley National Laboratory | http://eetd.lbl.gov/EA/emp/reports/59282-es.pdf | Y | 2006 | iv | 6 | ES-3 | Y | Numerical values provided by author.
Solar PV |  | CA - CPUC incentive program | Installed Costs - Capital Costs | Y | 3.2872 | $/WAC | 2003 - Q1-2 | 2004 | 2003 - Q1-2 | Average - simple |  | CPUC | Historical | Letting the Sun Shine on Solar Costs: Empirical Investigation of PV Cost Trends in California | Lawrence Berkeley National Laboratory | http://eetd.lbl.gov/EA/emp/reports/59282-es.pdf | Y | 2006 | iv | 6 | ES-3 | Y | Numerical values provided by author.
Solar PV |  | CA - California Energy Commission Incentive Program | Installed Costs - Capital Costs | Y | 3.2872 | $/WAC | 2003 - Q3-4 | 2004 | 2003 - Q3-4 | Average - simple | 3594 | California Energy Commission | Historical | Letting the Sun Shine on Solar Costs: Empirical Investigation of PV Cost Trends in California | Lawrence Berkeley National Laboratory | http://eetd.lbl.gov/EA/emp/reports/59282-es.pdf | Y | 2006 | iv | 6 | ES-3 | Y | Numerical values provided by author.
Solar PV |  | CA - California Energy Commission Incentive Program | Installed Costs - Capital Costs | Y | 3.2872 | $/WAC | 2003 - Q3-4 | 2004 | 2003 - Q3-4 | Median | 3594 | California Energy Commission | Historical | Letting the Sun Shine on Solar Costs: Empirical Investigation of PV Cost Trends in California | Lawrence Berkeley National Laboratory | http://eetd.lbl.gov/EA/emp/reports/59282-es.pdf | Y | 2006 | iv | 6 | ES-3 | Y | Numerical values provided by author.
Solar PV |  | CA - CPUC incentive program | Installed Costs - Capital Costs | Y | 3.2872 | $/WAC | 2003 - Q3-4 | 2004 | 2003 - Q3-4 | Average - simple |  | CPUC | Historical | Letting the Sun Shine on Solar Costs: Empirical Investigation of PV Cost Trends in California | Lawrence Berkeley National Laboratory | http://eetd.lbl.gov/EA/emp/reports/59282-es.pdf | Y | 2006 | iv | 6 | ES-3 | Y | Numerical values provided by author.
Solar PV |  | CA - California Energy Commission Incentive Program | Installed Costs - Capital Costs | Y | 3.4572 | $/WAC | 2004 - Q1-2 | 2004 | 2004 - Q1-2 | Average - simple | 3333 | California Energy Commission | Historical | Letting the Sun Shine on Solar Costs: Empirical Investigation of PV Cost Trends in California | Lawrence Berkeley National Laboratory | http://eetd.lbl.gov/EA/emp/reports/59282-es.pdf | Y | 2006 | iv | 6 | ES-3 | Y | Numerical values provided by author.
Solar PV |  | CA - California Energy Commission Incentive Program | Installed Costs - Capital Costs | Y | 3.4572 | $/WAC | 2004 - Q1-2 | 2004 | 2004 - Q1-2 | Median | 3333 | California Energy Commission | Historical | Letting the Sun Shine on Solar Costs: Empirical Investigation of PV Cost Trends in California | Lawrence Berkeley National Laboratory | http://eetd.lbl.gov/EA/emp/reports/59282-es.pdf | Y | 2006 | iv | 6 | ES-3 | Y | Numerical values provided by author.
Solar PV |  | CA - CPUC incentive program | Installed Costs - Capital Costs | Y | 3.4572 | $/WAC | 2004 - Q1-2 | 2004 | 2004 - Q1-2 | Average - simple |  | CPUC | Historical | Letting the Sun Shine on Solar Costs: Empirical Investigation of PV Cost Trends in California | Lawrence Berkeley National Laboratory | http://eetd.lbl.gov/EA/emp/reports/59282-es.pdf | Y | 2006 | iv | 6 | ES-3 | Y | Numerical values provided by author.
Solar PV |  | CA - California Energy Commission Incentive Program | Installed Costs - Capital Costs | Y | 3.4572 | $/WAC | 2004 - Q3-4 | 2004 | 2004 - Q3-4 | Average - simple | 2181 | California Energy Commission | Historical | Letting the Sun Shine on Solar Costs: Empirical Investigation of PV Cost Trends in California | Lawrence Berkeley National Laboratory | http://eetd.lbl.gov/EA/emp/reports/59282-es.pdf | Y | 2006 | iv | 6 | ES-3 | Y | Numerical values provided by author.
Solar PV |  | CA - California Energy Commission Incentive Program | Installed Costs - Capital Costs | Y | 3.4572 | $/WAC | 2004 - Q3-4 | 2004 | 2004 - Q3-4 | Median | 2181 | California Energy Commission | Historical | Letting the Sun Shine on Solar Costs: Empirical Investigation of PV Cost Trends in California | Lawrence Berkeley National Laboratory | http://eetd.lbl.gov/EA/emp/reports/59282-es.pdf | Y | 2006 | iv | 6 | ES-3 | Y | Numerical values provided by author.
Solar PV |  | CA - CPUC incentive program | Installed Costs - Capital Costs | Y | 3.4572 | $/WAC | 2004 - Q3-4 | 2004 | 2004 - Q3-4 | Average - simple |  | CPUC | Historical | Letting the Sun Shine on Solar Costs: Empirical Investigation of PV Cost Trends in California | Lawrence Berkeley National Laboratory | http://eetd.lbl.gov/EA/emp/reports/59282-es.pdf | Y | 2006 | iv | 6 | ES-3 | Y | Numerical values provided by author.
Solar PV |  | CA - California Energy Commission Incentive Program | Installed Costs - Capital Costs | Y | 3.5339 | $/WAC | 2005 - Q1-2 | 2004 | 2005 - Q1-2 | Average - simple | 229 | California Energy Commission | Historical | Letting the Sun Shine on Solar Costs: Empirical Investigation of PV Cost Trends in California | Lawrence Berkeley National Laboratory | http://eetd.lbl.gov/EA/emp/reports/59282-es.pdf | Y | 2006 | iv | 6 | ES-3 | Y | Numerical values provided by author.
Solar PV |  | CA - California Energy Commission Incentive Program | Installed Costs - Capital Costs | Y | 3.5339 | $/WAC | 2005 - Q1-2 | 2004 | 2005 - Q1-2 | Median | 229 | California Energy Commission | Historical | Letting the Sun Shine on Solar Costs: Empirical Investigation of PV Cost Trends in California | Lawrence Berkeley National Laboratory | http://eetd.lbl.gov/EA/emp/reports/59282-es.pdf | Y | 2006 | iv | 6 | ES-3 | Y | Numerical values provided by author.
Solar PV |  | CA - CPUC incentive program | Installed Costs - Capital Costs | Y | 3.5339 | $/WAC | 2005 - Q1-2 | 2004 | 2005 - Q1-2 | Average - simple |  | CPUC | Historical | Letting the Sun Shine on Solar Costs: Empirical Investigation of PV Cost Trends in California | Lawrence Berkeley National Laboratory | http://eetd.lbl.gov/EA/emp/reports/59282-es.pdf | Y | 2006 | iv | 6 | ES-3 | Y | Numerical values provided by author.
Solar PV |  | CA - California Energy Commission Incentive Program | Installed Costs - Excluding Capital Costs | Y | 8.3014 | $/WAC | 1998 - Q1-2 | 2004 | 1998 - Q1-2 | Average - simple | 34 | California Energy Commission | Historical | Letting the Sun Shine on Solar Costs: Empirical Investigation of PV Cost Trends in California | Lawrence Berkeley National Laboratory | http://eetd.lbl.gov/EA/emp/reports/59282-es.pdf | Y | 2006 | iv | 6 | ES-3 | Y | Numerical values provided by author.
Solar PV |  | CA - California Energy Commission Incentive Program | Installed Costs - Excluding Capital Costs | Y | 7.155 | $/WAC | 1998 - Q1-2 | 2004 | 1998 - Q1-2 | Median | 34 | California Energy Commission | Historical | Letting the Sun Shine on Solar Costs: Empirical Investigation of PV Cost Trends in California | Lawrence Berkeley National Laboratory | http://eetd.lbl.gov/EA/emp/reports/59282-es.pdf | Y | 2006 | iv | 6 | ES-3 | Y | Numerical values provided by author.
Solar PV |  | CA - California Energy Commission Incentive Program | Installed Costs - Excluding Capital Costs | Y | 7.6735 | $/WAC | 1998 - Q3-4 | 2004 | 1998 - Q3-4 | Average - simple | 76 | California Energy Commission | Historical | Letting the Sun Shine on Solar Costs: Empirical Investigation of PV Cost Trends in California | Lawrence Berkeley National Laboratory | http://eetd.lbl.gov/EA/emp/reports/59282-es.pdf | Y | 2006 | iv | 6 | ES-3 | Y | Numerical values provided by author.
Solar PV |  | CA - California Energy Commission Incentive Program | Installed Costs - Excluding Capital Costs | Y | 7.0379 | $/WAC | 1998 - Q3-4 | 2004 | 1998 - Q3-4 | Median | 76 | California Energy Commission | Historical | Letting the Sun Shine on Solar Costs: Empirical Investigation of PV Cost Trends in California | Lawrence Berkeley National Laboratory | http://eetd.lbl.gov/EA/emp/reports/59282-es.pdf | Y | 2006 | iv | 6 | ES-3 | Y | Numerical values provided by author.
Solar PV |  | CA - California Energy Commission Incentive Program | Installed Costs - Excluding Capital Costs | Y | 7.5362 | $/WAC | 1999 - Q1-2 | 2004 | 1999 - Q1-2 | Average - simple | 106 | California Energy Commission | Historical | Letting the Sun Shine on Solar Costs: Empirical Investigation of PV Cost Trends in California | Lawrence Berkeley National Laboratory | http://eetd.lbl.gov/EA/emp/reports/59282-es.pdf | Y | 2006 | iv | 6 | ES-3 | Y | Numerical values provided by author.
Solar PV |  | CA - California Energy Commission Incentive Program | Installed Costs - Excluding Capital Costs | Y | 6.9907 | $/WAC | 1999 - Q1-2 | 2004 | 1999 - Q1-2 | Median | 106 | California Energy Commission | Historical | Letting the Sun Shine on Solar Costs: Empirical Investigation of PV Cost Trends in California | Lawrence Berkeley National Laboratory | http://eetd.lbl.gov/EA/emp/reports/59282-es.pdf | Y | 2006 | iv | 6 | ES-3 | Y | Numerical values provided by author.
Solar PV |  | CA - California Energy Commission Incentive Program | Installed Costs - Excluding Capital Costs | Y | 8.2798 | $/WAC | 1999 - Q3-4 | 2004 | 1999 - Q3-4 | Average - simple | 92 | California Energy Commission | Historical | Letting the Sun Shine on Solar Costs: Empirical Investigation of PV Cost Trends in California | Lawrence Berkeley National Laboratory | http://eetd.lbl.gov/EA/emp/reports/59282-es.pdf | Y | 2006 | iv | 6 | ES-3 | Y | Numerical values provided by author.
Solar PV |  | CA - California Energy Commission Incentive Program | Installed Costs - Excluding Capital Costs | Y | 7.5732 | $/WAC | 1999 - Q3-4 | 2004 | 1999 - Q3-4 | Median | 92 | California Energy Commission | Historical | Letting the Sun Shine on Solar Costs: Empirical Investigation of PV Cost Trends in California | Lawrence Berkeley National Laboratory | http://eetd.lbl.gov/EA/emp/reports/59282-es.pdf | Y | 2006 | iv | 6 | ES-3 | Y | Numerical values provided by author.
Solar PV |  | CA - California Energy Commission Incentive Program | Installed Costs - Excluding Capital Costs | Y | 7.5302 | $/WAC | 2000 - Q1-2 | 2004 | 2000 - Q1-2 | Average - simple | 70 | California Energy Commission | Historical | Letting the Sun Shine on Solar Costs: Empirical Investigation of PV Cost Trends in California | Lawrence Berkeley National Laboratory | http://eetd.lbl.gov/EA/emp/reports/59282-es.pdf | Y | 2006 | iv | 6 | ES-3 | Y | Numerical values provided by author.
Solar PV |  | CA - California Energy Commission Incentive Program | Installed Costs - Excluding Capital Costs | Y | 6.9606 | $/WAC | 2000 - Q1-2 | 2004 | 2000 - Q1-2 | Median | 70 | California Energy Commission | Historical | Letting the Sun Shine on Solar Costs: Empirical Investigation of PV Cost Trends in California | Lawrence Berkeley National Laboratory | http://eetd.lbl.gov/EA/emp/reports/59282-es.pdf | Y | 2006 | iv | 6 | ES-3 | Y | Numerical values provided by author.
Solar PV |  | CA - California Energy Commission Incentive Program | Installed Costs - Excluding Capital Costs | Y | 6.3012 | $/WAC | 2000 - Q3-4 | 2004 | 2000 - Q3-4 | Average - simple | 122 | California Energy Commission | Historical | Letting the Sun Shine on Solar Costs: Empirical Investigation of PV Cost Trends in California | Lawrence Berkeley National Laboratory | http://eetd.lbl.gov/EA/emp/reports/59282-es.pdf | Y | 2006 | iv | 6 | ES-3 | Y | Numerical values provided by author.
Solar PV |  | CA - California Energy Commission Incentive Program | Installed Costs - Excluding Capital Costs | Y | 5.1864 | $/WAC | 2000 - Q3-4 | 2004 | 2000 - Q3-4 | Median | 122 | California Energy Commission | Historical | Letting the Sun Shine on Solar Costs: Empirical Investigation of PV Cost Trends in California | Lawrence Berkeley National Laboratory | http://eetd.lbl.gov/EA/emp/reports/59282-es.pdf | Y | 2006 | iv | 6 | ES-3 | Y | Numerical values provided by author.
Solar PV |  | CA - California Energy Commission Incentive Program | Installed Costs - Excluding Capital Costs | Y | 7.0035 | $/WAC | 2001 - Q1-2 | 2004 | 2001 - Q1-2 | Average - simple | 989 | California Energy Commission | Historical | Letting the Sun Shine on Solar Costs: Empirical Investigation of PV Cost Trends in California | Lawrence Berkeley National Laboratory | http://eetd.lbl.gov/EA/emp/reports/59282-es.pdf | Y | 2006 | iv | 6 | ES-3 | Y | Numerical values provided by author.
Solar PV |  | CA - California Energy Commission Incentive Program | Installed Costs - Excluding Capital Costs | Y | 6.4357 | $/WAC | 2001 - Q1-2 | 2004 | 2001 - Q1-2 | Median | 989 | California Energy Commission | Historical | Letting the Sun Shine on Solar Costs: Empirical Investigation of PV Cost Trends in California | Lawrence Berkeley National Laboratory | http://eetd.lbl.gov/EA/emp/reports/59282-es.pdf | Y | 2006 | iv | 6 | ES-3 | Y | Numerical values provided by author.
Solar PV |  | CA - California Energy Commission Incentive Program | Installed Costs - Excluding Capital Costs | Y | 7.3402 | $/WAC | 2001 - Q3-4 | 2004 | 2001 - Q3-4 | Average - simple | 1251 | California Energy Commission | Historical | Letting the Sun Shine on Solar Costs: Empirical Investigation of PV Cost Trends in California | Lawrence Berkeley National Laboratory | http://eetd.lbl.gov/EA/emp/reports/59282-es.pdf | Y | 2006 | iv | 6 | ES-3 | Y | Numerical values provided by author.
Solar PV |  | CA - California Energy Commission Incentive Program | Installed Costs - Excluding Capital Costs | Y | 6.7442 | $/WAC | 2001 - Q3-4 | 2004 | 2001 - Q3-4 | Median | 1251 | California Energy Commission | Historical | Letting the Sun Shine on Solar Costs: Empirical Investigation of PV Cost Trends in California | Lawrence Berkeley National Laboratory | http://eetd.lbl.gov/EA/emp/reports/59282-es.pdf | Y | 2006 | iv | 6 | ES-3 | Y | Numerical values provided by author.
Solar PV |  | CA - CPUC incentive program | Installed Costs - Excluding Capital Costs | Y | 4.6032 | $/WAC | 2001 - Q3-4 | 2004 | 2001 - Q3-4 | Average - simple |  | CPUC | Historical | Letting the Sun Shine on Solar Costs: Empirical Investigation of PV Cost Trends in California | Lawrence Berkeley National Laboratory | http://eetd.lbl.gov/EA/emp/reports/59282-es.pdf | Y | 2006 | iv | 6 | ES-3 | Y | Numerical values provided by author.
Solar PV |  | CA - California Energy Commission Incentive Program | Installed Costs - Excluding Capital Costs | Y | 7.464 | $/WAC | 2002 - Q1-2 | 2004 | 2002 - Q1-2 | Average - simple | 1123 | California Energy Commission | Historical | Letting the Sun Shine on Solar Costs: Empirical Investigation of PV Cost Trends in California | Lawrence Berkeley National Laboratory | http://eetd.lbl.gov/EA/emp/reports/59282-es.pdf | Y | 2006 | iv | 6 | ES-3 | Y | Numerical values provided by author.
Solar PV |  | CA - California Energy Commission Incentive Program | Installed Costs - Excluding Capital Costs | Y | 7.0916 | $/WAC | 2002 - Q1-2 | 2004 | 2002 - Q1-2 | Median | 1123 | California Energy Commission | Historical | Letting the Sun Shine on Solar Costs: Empirical Investigation of PV Cost Trends in California | Lawrence Berkeley National Laboratory | http://eetd.lbl.gov/EA/emp/reports/59282-es.pdf | Y | 2006 | iv | 6 | ES-3 | Y | Numerical values provided by author.
Solar PV |  | CA - CPUC incentive program | Installed Costs - Excluding Capital Costs | Y | 5.2503 | $/WAC | 2002 - Q1-2 | 2004 | 2002 - Q1-2 | Average - simple |  | CPUC | Historical | Letting the Sun Shine on Solar Costs: Empirical Investigation of PV Cost Trends in California | Lawrence Berkeley National Laboratory | http://eetd.lbl.gov/EA/emp/reports/59282-es.pdf | Y | 2006 | iv | 6 | ES-3 | Y | Numerical values provided by author.
Solar PV |  | CA - California Energy Commission Incentive Program | Installed Costs - Excluding Capital Costs | Y | 6.7946 | $/WAC | 2002 - Q3-4 | 2004 | 2002 - Q3-4 | Average - simple | 1330 | California Energy Commission | Historical | Letting the Sun Shine on Solar Costs: Empirical Investigation of PV Cost Trends in California | Lawrence Berkeley National Laboratory | http://eetd.lbl.gov/EA/emp/reports/59282-es.pdf | Y | 2006 | iv | 6 | ES-3 | Y | Numerical values provided by author.
Solar PV |  | CA - California Energy Commission Incentive Program | Installed Costs - Excluding Capital Costs | Y | 6.7033 | $/WAC | 2002 - Q3-4 | 2004 | 2002 - Q3-4 | Median | 1330 | California Energy Commission | Historical | Letting the Sun Shine on Solar Costs: Empirical Investigation of PV Cost Trends in California | Lawrence Berkeley National Laboratory | http://eetd.lbl.gov/EA/emp/reports/59282-es.pdf | Y | 2006 | iv | 6 | ES-3 | Y | Numerical values provided by author.
Solar PV |  | CA - CPUC incentive program | Installed Costs - Excluding Capital Costs | Y | 5.8703 | $/WAC | 2002 - Q3-4 | 2004 | 2002 - Q3-4 | Average - simple |  | CPUC | Historical | Letting the Sun Shine on Solar Costs: Empirical Investigation of PV Cost Trends in California | Lawrence Berkeley National Laboratory | http://eetd.lbl.gov/EA/emp/reports/59282-es.pdf | Y | 2006 | iv | 6 | ES-3 | Y | Numerical values provided by author.
Solar PV |  | CA - California Energy Commission Incentive Program | Installed Costs - Excluding Capital Costs | Y | 6.1927 | $/WAC | 2003 - Q1-2 | 2004 | 2003 - Q1-2 | Average - simple | 3359 | California Energy Commission | Historical | Letting the Sun Shine on Solar Costs: Empirical Investigation of PV Cost Trends in California | Lawrence Berkeley National Laboratory | http://eetd.lbl.gov/EA/emp/reports/59282-es.pdf | Y | 2006 | iv | 6 | ES-3 | Y | Numerical values provided by author.
Solar PV |  | CA - California Energy Commission Incentive Program | Installed Costs - Excluding Capital Costs | Y | 6.2116 | $/WAC | 2003 - Q1-2 | 2004 | 2003 - Q1-2 | Median | 3359 | California Energy Commission | Historical | Letting the Sun Shine on Solar Costs: Empirical Investigation of PV Cost Trends in California | Lawrence Berkeley National Laboratory | http://eetd.lbl.gov/EA/emp/reports/59282-es.pdf | Y | 2006 | iv | 6 | ES-3 | Y | Numerical values provided by author.
Solar PV |  | CA - CPUC incentive program | Installed Costs - Excluding Capital Costs | Y | 6.1588 | $/WAC | 2003 - Q1-2 | 2004 | 2003 - Q1-2 | Average - simple |  | CPUC | Historical | Letting the Sun Shine on Solar Costs: Empirical Investigation of PV Cost Trends in California | Lawrence Berkeley National Laboratory | http://eetd.lbl.gov/EA/emp/reports/59282-es.pdf | Y | 2006 | iv | 6 | ES-3 | Y | Numerical values provided by author.
Solar PV |  | CA - California Energy Commission Incentive Program | Installed Costs - Excluding Capital Costs | Y | 5.955 | $/WAC | 2003 - Q3-4 | 2004 | 2003 - Q3-4 | Average - simple | 3594 | California Energy Commission | Historical | Letting the Sun Shine on Solar Costs: Empirical Investigation of PV Cost Trends in California | Lawrence Berkeley National Laboratory | http://eetd.lbl.gov/EA/emp/reports/59282-es.pdf | Y | 2006 | iv | 6 | ES-3 | Y | Numerical values provided by author.
Solar PV |  | CA - California Energy Commission Incentive Program | Installed Costs - Excluding Capital Costs | Y | 5.923 | $/WAC | 2003 - Q3-4 | 2004 | 2003 - Q3-4 | Median | 3594 | California Energy Commission | Historical | Letting the Sun Shine on Solar Costs: Empirical Investigation of PV Cost Trends in California | Lawrence Berkeley National Laboratory | http://eetd.lbl.gov/EA/emp/reports/59282-es.pdf | Y | 2006 | iv | 6 | ES-3 | Y | Numerical values provided by author.
Solar PV |  | CA - CPUC incentive program | Installed Costs - Excluding Capital Costs | Y | 5.7722 | $/WAC | 2003 - Q3-4 | 2004 | 2003 - Q3-4 | Average - simple |  | CPUC | Historical | Letting the Sun Shine on Solar Costs: Empirical Investigation of PV Cost Trends in California | Lawrence Berkeley National Laboratory | http://eetd.lbl.gov/EA/emp/reports/59282-es.pdf | Y | 2006 | iv | 6 | ES-3 | Y | Numerical values provided by author.
Solar PV |  | CA - California Energy Commission Incentive Program | Installed Costs - Excluding Capital Costs | Y | 5.2498 | $/WAC | 2004 - Q1-2 | 2004 | 2004 - Q1-2 | Average - simple | 3333 | California Energy Commission | Historical | Letting the Sun Shine on Solar Costs: Empirical Investigation of PV Cost Trends in California | Lawrence Berkeley National Laboratory | http://eetd.lbl.gov/EA/emp/reports/59282-es.pdf | Y | 2006 | iv | 6 | ES-3 | Y | Numerical values provided by author.
Solar PV |  | CA - California Energy Commission Incentive Program | Installed Costs - Excluding Capital Costs | Y | 5.1324 | $/WAC | 2004 - Q1-2 | 2004 | 2004 - Q1-2 | Median | 3333 | California Energy Commission | Historical | Letting the Sun Shine on Solar Costs: Empirical Investigation of PV Cost Trends in California | Lawrence Berkeley National Laboratory | http://eetd.lbl.gov/EA/emp/reports/59282-es.pdf | Y | 2006 | iv | 6 | ES-3 | Y | Numerical values provided by author.
Solar PV |  | CA - CPUC incentive program | Installed Costs - Excluding Capital Costs | Y | 5.3076 | $/WAC | 2004 - Q1-2 | 2004 | 2004 - Q1-2 | Average - simple |  | CPUC | Historical | Letting the Sun Shine on Solar Costs: Empirical Investigation of PV Cost Trends in California | Lawrence Berkeley National Laboratory | http://eetd.lbl.gov/EA/emp/reports/59282-es.pdf | Y | 2006 | iv | 6 | ES-3 | Y | Numerical values provided by author.
Solar PV |  | CA - California Energy Commission Incentive Program | Installed Costs - Excluding Capital Costs | Y | 5.2911 | $/WAC | 2004 - Q3-4 | 2004 | 2004 - Q3-4 | Average - simple | 2181 | California Energy Commission | Historical | Letting the Sun Shine on Solar Costs: Empirical Investigation of PV Cost Trends in California | Lawrence Berkeley National Laboratory | http://eetd.lbl.gov/EA/emp/reports/59282-es.pdf | Y | 2006 | iv | 6 | ES-3 | Y | Numerical values provided by author.
Solar PV |  | CA - California Energy Commission Incentive Program | Installed Costs - Excluding Capital Costs | Y | 5.2108 | $/WAC | 2004 - Q3-4 | 2004 | 2004 - Q3-4 | Median | 2181 | California Energy Commission | Historical | Letting the Sun Shine on Solar Costs: Empirical Investigation of PV Cost Trends in California | Lawrence Berkeley National Laboratory | http://eetd.lbl.gov/EA/emp/reports/59282-es.pdf | Y | 2006 | iv | 6 | ES-3 | Y | Numerical values provided by author.
Solar PV |  | CA - CPUC incentive program | Installed Costs - Excluding Capital Costs | Y | 5.4467 | $/WAC | 2004 - Q3-4 | 2004 | 2004 - Q3-4 | Average - simple |  | CPUC | Historical | Letting the Sun Shine on Solar Costs: Empirical Investigation of PV Cost Trends in California | Lawrence Berkeley National Laboratory | http://eetd.lbl.gov/EA/emp/reports/59282-es.pdf | Y | 2006 | iv | 6 | ES-3 | Y | Numerical values provided by author.
Solar PV |  | CA - California Energy Commission Incentive Program | Installed Costs - Excluding Capital Costs | Y | 5.1375 | $/WAC | 2005 - Q1-2 | 2004 | 2005 - Q1-2 | Average - simple | 229 | California Energy Commission | Historical | Letting the Sun Shine on Solar Costs: Empirical Investigation of PV Cost Trends in California | Lawrence Berkeley National Laboratory | http://eetd.lbl.gov/EA/emp/reports/59282-es.pdf | Y | 2006 | iv | 6 | ES-3 | Y | Numerical values provided by author.
Solar PV |  | CA - California Energy Commission Incentive Program | Installed Costs - Excluding Capital Costs | Y | 5.0544 | $/WAC | 2005 - Q1-2 | 2004 | 2005 - Q1-2 | Median | 229 | California Energy Commission | Historical | Letting the Sun Shine on Solar Costs: Empirical Investigation of PV Cost Trends in California | Lawrence Berkeley National Laboratory | http://eetd.lbl.gov/EA/emp/reports/59282-es.pdf | Y | 2006 | iv | 6 | ES-3 | Y | Numerical values provided by author.
Solar PV |  | CA - CPUC incentive program | Installed Costs - Excluding Capital Costs | Y | 4.8442 | $/WAC | 2005 - Q1-2 | 2004 | 2005 - Q1-2 | Average - simple |  | CPUC | Historical | Letting the Sun Shine on Solar Costs: Empirical Investigation of PV Cost Trends in California | Lawrence Berkeley National Laboratory | http://eetd.lbl.gov/EA/emp/reports/59282-es.pdf | Y | 2006 | iv | 6 | ES-3 | Y | Numerical values provided by author.
Solar PV |  | CA - California Energy Commission Incentive Program | Installed Costs - Total | N | 9.2839 | $/WAC | 1998 - Q1-2 | 2004 | 1998 - Q1-2 | Average - simple | 34 | California Energy Commission | Historical | Letting the Sun Shine on Solar Costs: Empirical Investigation of PV Cost Trends in California | Lawrence Berkeley National Laboratory | http://eetd.lbl.gov/EA/emp/reports/59282-es.pdf | Y | 2006 | iv | 6 | ES-3 | Y | Numerical values provided by author.
Solar PV |  | CA - California Energy Commission Incentive Program | Installed Costs - Total | N | 8.6937 | $/WAC | 1998 - Q3-4 | 2004 | 1998 - Q3-4 | Average - simple | 76 | California Energy Commission | Historical | Letting the Sun Shine on Solar Costs: Empirical Investigation of PV Cost Trends in California | Lawrence Berkeley National Laboratory | http://eetd.lbl.gov/EA/emp/reports/59282-es.pdf | Y | 2006 | iv | 6 | ES-3 | Y | Numerical values provided by author.
Solar PV |  | CA - California Energy Commission Incentive Program | Installed Costs - Total | N | 8.5301 | $/WAC | 1999 - Q1-2 | 2004 | 1999 - Q1-2 | Average - simple | 106 | California Energy Commission | Historical | Letting the Sun Shine on Solar Costs: Empirical Investigation of PV Cost Trends in California | Lawrence Berkeley National Laboratory | http://eetd.lbl.gov/EA/emp/reports/59282-es.pdf | Y | 2006 | iv | 6 | ES-3 | Y | Numerical values provided by author.
Solar PV |  | CA - California Energy Commission Incentive Program | Installed Costs - Total | N | 9.3494 | $/WAC | 1999 - Q3-4 | 2004 | 1999 - Q3-4 | Average - simple | 92 | California Energy Commission | Historical | Letting the Sun Shine on Solar Costs: Empirical Investigation of PV Cost Trends in California | Lawrence Berkeley National Laboratory | http://eetd.lbl.gov/EA/emp/reports/59282-es.pdf | Y | 2006 | iv | 6 | ES-3 | Y | Numerical values provided by author.
Solar PV |  | CA - California Energy Commission Incentive Program | Installed Costs - Total | N | 8.5026 | $/WAC | 2000 - Q1-2 | 2004 | 2000 - Q1-2 | Average - simple | 70 | California Energy Commission | Historical | Letting the Sun Shine on Solar Costs: Empirical Investigation of PV Cost Trends in California | Lawrence Berkeley National Laboratory | http://eetd.lbl.gov/EA/emp/reports/59282-es.pdf | Y | 2006 | iv | 6 | ES-3 | Y | Numerical values provided by author.
Solar PV |  | CA - California Energy Commission Incentive Program | Installed Costs - Total | N | 7.3377 | $/WAC | 2000 - Q3-4 | 2004 | 2000 - Q3-4 | Average - simple | 122 | California Energy Commission | Historical | Letting the Sun Shine on Solar Costs: Empirical Investigation of PV Cost Trends in California | Lawrence Berkeley National Laboratory | http://eetd.lbl.gov/EA/emp/reports/59282-es.pdf | Y | 2006 | iv | 6 | ES-3 | Y | Numerical values provided by author.
Solar PV |  | CA - California Energy Commission Incentive Program | Installed Costs - Total | N | 6.1946 | $/WAC | 2001 - Q1-2 | 2004 | 2001 - Q1-2 | Average - simple | 989 | California Energy Commission | Historical | Letting the Sun Shine on Solar Costs: Empirical Investigation of PV Cost Trends in California | Lawrence Berkeley National Laboratory | http://eetd.lbl.gov/EA/emp/reports/59282-es.pdf | Y | 2006 | iv | 6 | ES-3 | Y | Numerical values provided by author.
Solar PV |  | CA - California Energy Commission Incentive Program | Installed Costs - Total | N | 6.4096 | $/WAC | 2001 - Q3-4 | 2004 | 2001 - Q3-4 | Average - simple | 1251 | California Energy Commission | Historical | Letting the Sun Shine on Solar Costs: Empirical Investigation of PV Cost Trends in California | Lawrence Berkeley National Laboratory | http://eetd.lbl.gov/EA/emp/reports/59282-es.pdf | Y | 2006 | iv | 6 | ES-3 | Y | Numerical values provided by author.
Solar PV |  | CA - California Energy Commission Incentive Program | Installed Costs - Total | N | 6.2375 | $/WAC | 2002 - Q1-2 | 2004 | 2002 - Q1-2 | Average - simple | 1123 | California Energy Commission | Historical | Letting the Sun Shine on Solar Costs: Empirical Investigation of PV Cost Trends in California | Lawrence Berkeley National Laboratory | http://eetd.lbl.gov/EA/emp/reports/59282-es.pdf | Y | 2006 | iv | 6 | ES-3 | Y | Numerical values provided by author.
Solar PV |  | CA - California Energy Commission Incentive Program | Installed Costs - Total | N | 5.6148 | $/WAC | 2002 - Q3-4 | 2004 | 2002 - Q3-4 | Average - simple | 1330 | California Energy Commission | Historical | Letting the Sun Shine on Solar Costs: Empirical Investigation of PV Cost Trends in California | Lawrence Berkeley National Laboratory | http://eetd.lbl.gov/EA/emp/reports/59282-es.pdf | Y | 2006 | iv | 6 | ES-3 | Y | Numerical values provided by author.
Solar PV |  | CA - California Energy Commission Incentive Program | Installed Costs - Total | N | 5.3636 | $/WAC | 2003 - Q1-2 | 2004 | 2003 - Q1-2 | Average - simple | 3359 | California Energy Commission | Historical | Letting the Sun Shine on Solar Costs: Empirical Investigation of PV Cost Trends in California | Lawrence Berkeley National Laboratory | http://eetd.lbl.gov/EA/emp/reports/59282-es.pdf | Y | 2006 | iv | 6 | ES-3 | Y | Numerical values provided by author.
Solar PV |  | CA - California Energy Commission Incentive Program | Installed Costs - Total | N | 5.3564 | $/WAC | 2003 - Q3-4 | 2004 | 2003 - Q3-4 | Average - simple | 3594 | California Energy Commission | Historical | Letting the Sun Shine on Solar Costs: Empirical Investigation of PV Cost Trends in California | Lawrence Berkeley National Laboratory | http://eetd.lbl.gov/EA/emp/reports/59282-es.pdf | Y | 2006 | iv | 6 | ES-3 | Y | Numerical values provided by author.
Solar PV |  | CA - California Energy Commission Incentive Program | Installed Costs - Total | N | 5.5036 | $/WAC | 2004 - Q1-2 | 2004 | 2004 - Q1-2 | Average - simple | 3333 | California Energy Commission | Historical | Letting the Sun Shine on Solar Costs: Empirical Investigation of PV Cost Trends in California | Lawrence Berkeley National Laboratory | http://eetd.lbl.gov/EA/emp/reports/59282-es.pdf | Y | 2006 | iv | 6 | ES-3 | Y | Numerical values provided by author.
Solar PV |  | CA - California Energy Commission Incentive Program | Installed Costs - Total | N | 5.7786 | $/WAC | 2004 - Q3-4 | 2004 | 2004 - Q3-4 | Average - simple | 2181 | California Energy Commission | Historical | Letting the Sun Shine on Solar Costs: Empirical Investigation of PV Cost Trends in California | Lawrence Berkeley National Laboratory | http://eetd.lbl.gov/EA/emp/reports/59282-es.pdf | Y | 2006 | iv | 6 | ES-3 | Y | Numerical values provided by author.
Solar PV |  | CA - California Energy Commission Incentive Program | Installed Costs - Total | N | 5.9246 | $/WAC | 2005 - Q1-2 | 2004 | 2005 - Q1-2 | Average - simple | 229 | California Energy Commission | Historical | Letting the Sun Shine on Solar Costs: Empirical Investigation of PV Cost Trends in California | Lawrence Berkeley National Laboratory | http://eetd.lbl.gov/EA/emp/reports/59282-es.pdf | Y | 2006 | iv | 6 | ES-3 | Y | Numerical values provided by author.
Solar PV |  | CA - California Energy Commission Incentive Program | Installed Costs - Total | N | 8.1331 | $/WAC | 1998 - Q1-2 | 2004 | 1998 - Q1-2 | Median | 34 | California Energy Commission | Historical | Letting the Sun Shine on Solar Costs: Empirical Investigation of PV Cost Trends in California | Lawrence Berkeley National Laboratory | http://eetd.lbl.gov/EA/emp/reports/59282-es.pdf | Y | 2006 | iv | 6 | ES-3 | Y | Numerical values provided by author.
Solar PV |  | CA - California Energy Commission Incentive Program | Installed Costs - Total | N | 8.0607 | $/WAC | 1998 - Q3-4 | 2004 | 1998 - Q3-4 | Median | 76 | California Energy Commission | Historical | Letting the Sun Shine on Solar Costs: Empirical Investigation of PV Cost Trends in California | Lawrence Berkeley National Laboratory | http://eetd.lbl.gov/EA/emp/reports/59282-es.pdf | Y | 2006 | iv | 6 | ES-3 | Y | Numerical values provided by author.
Solar PV |  | CA - California Energy Commission Incentive Program | Installed Costs - Total | N | 7.9903 | $/WAC | 1999 - Q1-2 | 2004 | 1999 - Q1-2 | Median | 106 | California Energy Commission | Historical | Letting the Sun Shine on Solar Costs: Empirical Investigation of PV Cost Trends in California | Lawrence Berkeley National Laboratory | http://eetd.lbl.gov/EA/emp/reports/59282-es.pdf | Y | 2006 | iv | 6 | ES-3 | Y | Numerical values provided by author.
Solar PV |  | CA - California Energy Commission Incentive Program | Installed Costs - Total | N | 8.6234 | $/WAC | 1999 - Q3-4 | 2004 | 1999 - Q3-4 | Median | 92 | California Energy Commission | Historical | Letting the Sun Shine on Solar Costs: Empirical Investigation of PV Cost Trends in California | Lawrence Berkeley National Laboratory | http://eetd.lbl.gov/EA/emp/reports/59282-es.pdf | Y | 2006 | iv | 6 | ES-3 | Y | Numerical values provided by author.
Solar PV |  | CA - California Energy Commission Incentive Program | Installed Costs - Total | N | 7.9383 | $/WAC | 2000 - Q1-2 | 2004 | 2000 - Q1-2 | Median | 70 | California Energy Commission | Historical | Letting the Sun Shine on Solar Costs: Empirical Investigation of PV Cost Trends in California | Lawrence Berkeley National Laboratory | http://eetd.lbl.gov/EA/emp/reports/59282-es.pdf | Y | 2006 | iv | 6 | ES-3 | Y | Numerical values provided by author.
Solar PV |  | CA - California Energy Commission Incentive Program | Installed Costs - Total | N | 6.2214 | $/WAC | 2000 - Q3-4 | 2004 | 2000 - Q3-4 | Median | 122 | California Energy Commission | Historical | Letting the Sun Shine on Solar Costs: Empirical Investigation of PV Cost Trends in California | Lawrence Berkeley National Laboratory | http://eetd.lbl.gov/EA/emp/reports/59282-es.pdf | Y | 2006 | iv | 6 | ES-3 | Y | Numerical values provided by author.
Solar PV |  | CA - California Energy Commission Incentive Program | Installed Costs - Total | N | 5.5001 | $/WAC | 2001 - Q1-2 | 2004 | 2001 - Q1-2 | Median | 989 | California Energy Commission | Historical | Letting the Sun Shine on Solar Costs: Empirical Investigation of PV Cost Trends in California | Lawrence Berkeley National Laboratory | http://eetd.lbl.gov/EA/emp/reports/59282-es.pdf | Y | 2006 | iv | 6 | ES-3 | Y | Numerical values provided by author.
Solar PV |  | CA - California Energy Commission Incentive Program | Installed Costs - Total | N | 5.8113 | $/WAC | 2001 - Q3-4 | 2004 | 2001 - Q3-4 | Median | 1251 | California Energy Commission | Historical | Letting the Sun Shine on Solar Costs: Empirical Investigation of PV Cost Trends in California | Lawrence Berkeley National Laboratory | http://eetd.lbl.gov/EA/emp/reports/59282-es.pdf | Y | 2006 | iv | 6 | ES-3 | Y | Numerical values provided by author.
Solar PV |  | CA - California Energy Commission Incentive Program | Installed Costs - Total | N | 5.878 | $/WAC | 2002 - Q1-2 | 2004 | 2002 - Q1-2 | Median | 1123 | California Energy Commission | Historical | Letting the Sun Shine on Solar Costs: Empirical Investigation of PV Cost Trends in California | Lawrence Berkeley National Laboratory | http://eetd.lbl.gov/EA/emp/reports/59282-es.pdf | Y | 2006 | iv | 6 | ES-3 | Y | Numerical values provided by author.
Solar PV |  | CA - California Energy Commission Incentive Program | Installed Costs - Total | N | 5.5264 | $/WAC | 2002 - Q3-4 | 2004 | 2002 - Q3-4 | Median | 1330 | California Energy Commission | Historical | Letting the Sun Shine on Solar Costs: Empirical Investigation of PV Cost Trends in California | Lawrence Berkeley National Laboratory | http://eetd.lbl.gov/EA/emp/reports/59282-es.pdf | Y | 2006 | iv | 6 | ES-3 | Y | Numerical values provided by author.
Solar PV |  | CA - California Energy Commission Incentive Program | Installed Costs - Total | N | 5.379 | $/WAC | 2003 - Q1-2 | 2004 | 2003 - Q1-2 | Median | 3359 | California Energy Commission | Historical | Letting the Sun Shine on Solar Costs: Empirical Investigation of PV Cost Trends in California | Lawrence Berkeley National Laboratory | http://eetd.lbl.gov/EA/emp/reports/59282-es.pdf | Y | 2006 | iv | 6 | ES-3 | Y | Numerical values provided by author.
Solar PV |  | CA - California Energy Commission Incentive Program | Installed Costs - Total | N | 5.3303 | $/WAC | 2003 - Q3-4 | 2004 | 2003 - Q3-4 | Median | 3594 | California Energy Commission | Historical | Letting the Sun Shine on Solar Costs: Empirical Investigation of PV Cost Trends in California | Lawrence Berkeley National Laboratory | http://eetd.lbl.gov/EA/emp/reports/59282-es.pdf | Y | 2006 | iv | 6 | ES-3 | Y | Numerical values provided by author.
Solar PV |  | CA - California Energy Commission Incentive Program | Installed Costs - Total | N | 5.3965 | $/WAC | 2004 - Q1-2 | 2004 | 2004 - Q1-2 | Median | 3333 | California Energy Commission | Historical | Letting the Sun Shine on Solar Costs: Empirical Investigation of PV Cost Trends in California | Lawrence Berkeley National Laboratory | http://eetd.lbl.gov/EA/emp/reports/59282-es.pdf | Y | 2006 | iv | 6 | ES-3 | Y | Numerical values provided by author.
Solar PV |  | CA - California Energy Commission Incentive Program | Installed Costs - Total | N | 5.7042 | $/WAC | 2004 - Q3-4 | 2004 | 2004 - Q3-4 | Median | 2181 | California Energy Commission | Historical | Letting the Sun Shine on Solar Costs: Empirical Investigation of PV Cost Trends in California | Lawrence Berkeley National Laboratory | http://eetd.lbl.gov/EA/emp/reports/59282-es.pdf | Y | 2006 | iv | 6 | ES-3 | Y | Numerical values provided by author.
Solar PV |  | CA - California Energy Commission Incentive Program | Installed Costs - Total | N | 5.8508 | $/WAC | 2005 - Q1-2 | 2004 | 2005 - Q1-2 | Median | 229 | California Energy Commission | Historical | Letting the Sun Shine on Solar Costs: Empirical Investigation of PV Cost Trends in California | Lawrence Berkeley National Laboratory | http://eetd.lbl.gov/EA/emp/reports/59282-es.pdf | Y | 2006 | iv | 6 | ES-3 | Y | Numerical values provided by author.
Solar PV |  | CA - California Energy Commission Incentive Program | Installed Costs - Total | Y | 12.7775 | $/WAC | 1998 - Q1-2 | 2004 | 1998 - Q1-2 | Average - simple | 34 | California Energy Commission | Historical | Letting the Sun Shine on Solar Costs: Empirical Investigation of PV Cost Trends in California | Lawrence Berkeley National Laboratory | http://eetd.lbl.gov/EA/emp/reports/59282-es.pdf | Y | 2006 | iv | 6 | ES-3 | Y | Numerical values provided by author.
Solar PV |  | CA - California Energy Commission Incentive Program | Installed Costs - Total | Y | 12.1495 | $/WAC | 1998 - Q3-4 | 2004 | 1998 - Q3-4 | Average - simple | 76 | California Energy Commission | Historical | Letting the Sun Shine on Solar Costs: Empirical Investigation of PV Cost Trends in California | Lawrence Berkeley National Laboratory | http://eetd.lbl.gov/EA/emp/reports/59282-es.pdf | Y | 2006 | iv | 6 | ES-3 | Y | Numerical values provided by author.
Solar PV |  | CA - California Energy Commission Incentive Program | Installed Costs - Total | Y | 11.9515 | $/WAC | 1999 - Q1-2 | 2004 | 1999 - Q1-2 | Average - simple | 106 | California Energy Commission | Historical | Letting the Sun Shine on Solar Costs: Empirical Investigation of PV Cost Trends in California | Lawrence Berkeley National Laboratory | http://eetd.lbl.gov/EA/emp/reports/59282-es.pdf | Y | 2006 | iv | 6 | ES-3 | Y | Numerical values provided by author.
Solar PV |  | CA - California Energy Commission Incentive Program | Installed Costs - Total | Y | 12.6951 | $/WAC | 1999 - Q3-4 | 2004 | 1999 - Q3-4 | Average - simple | 92 | California Energy Commission | Historical | Letting the Sun Shine on Solar Costs: Empirical Investigation of PV Cost Trends in California | Lawrence Berkeley National Laboratory | http://eetd.lbl.gov/EA/emp/reports/59282-es.pdf | Y | 2006 | iv | 6 | ES-3 | Y | Numerical values provided by author.
Solar PV |  | CA - California Energy Commission Incentive Program | Installed Costs - Total | Y | 11.8237 | $/WAC | 2000 - Q1-2 | 2004 | 2000 - Q1-2 | Average - simple | 70 | California Energy Commission | Historical | Letting the Sun Shine on Solar Costs: Empirical Investigation of PV Cost Trends in California | Lawrence Berkeley National Laboratory | http://eetd.lbl.gov/EA/emp/reports/59282-es.pdf | Y | 2006 | iv | 6 | ES-3 | Y | Numerical values provided by author.
Solar PV |  | CA - California Energy Commission Incentive Program | Installed Costs - Total | Y | 10.5948 | $/WAC | 2000 - Q3-4 | 2004 | 2000 - Q3-4 | Average - simple | 122 | California Energy Commission | Historical | Letting the Sun Shine on Solar Costs: Empirical Investigation of PV Cost Trends in California | Lawrence Berkeley National Laboratory | http://eetd.lbl.gov/EA/emp/reports/59282-es.pdf | Y | 2006 | iv | 6 | ES-3 | Y | Numerical values provided by author.
Solar PV |  | CA - California Energy Commission Incentive Program | Installed Costs - Total | Y | 10.8594 | $/WAC | 2001 - Q1-2 | 2004 | 2001 - Q1-2 | Average - simple | 989 | California Energy Commission | Historical | Letting the Sun Shine on Solar Costs: Empirical Investigation of PV Cost Trends in California | Lawrence Berkeley National Laboratory | http://eetd.lbl.gov/EA/emp/reports/59282-es.pdf | Y | 2006 | iv | 6 | ES-3 | Y | Numerical values provided by author.
Solar PV |  | CA - California Energy Commission Incentive Program | Installed Costs - Total | Y | 11.1961 | $/WAC | 2001 - Q3-4 | 2004 | 2001 - Q3-4 | Average - simple | 1251 | California Energy Commission | Historical | Letting the Sun Shine on Solar Costs: Empirical Investigation of PV Cost Trends in California | Lawrence Berkeley National Laboratory | http://eetd.lbl.gov/EA/emp/reports/59282-es.pdf | Y | 2006 | iv | 6 | ES-3 | Y | Numerical values provided by author.
Solar PV |  | CA - CPUC incentive program | Installed Costs - Total | Y | 8.4591 | $/WAC | 2001 - Q3-4 | 2004 | 2001 - Q3-4 | Average - simple |  | CPUC | Historical | Letting the Sun Shine on Solar Costs: Empirical Investigation of PV Cost Trends in California | Lawrence Berkeley National Laboratory | http://eetd.lbl.gov/EA/emp/reports/59282-es.pdf | Y | 2006 | iv | 6 | ES-3 | Y | Numerical values provided by author.
Solar PV |  | CA - California Energy Commission Incentive Program | Installed Costs - Total | Y | 10.9884 | $/WAC | 2002 - Q1-2 | 2004 | 2002 - Q1-2 | Average - simple | 1123 | California Energy Commission | Historical | Letting the Sun Shine on Solar Costs: Empirical Investigation of PV Cost Trends in California | Lawrence Berkeley National Laboratory | http://eetd.lbl.gov/EA/emp/reports/59282-es.pdf | Y | 2006 | iv | 6 | ES-3 | Y | Numerical values provided by author.
Solar PV |  | CA - CPUC incentive program | Installed Costs - Total | Y | 8.7748 | $/WAC | 2002 - Q1-2 | 2004 | 2002 - Q1-2 | Average - simple |  | CPUC | Historical | Letting the Sun Shine on Solar Costs: Empirical Investigation of PV Cost Trends in California | Lawrence Berkeley National Laboratory | http://eetd.lbl.gov/EA/emp/reports/59282-es.pdf | Y | 2006 | iv | 6 | ES-3 | Y | Numerical values provided by author.
Solar PV |  | CA - California Energy Commission Incentive Program | Installed Costs - Total | Y | 10.319 | $/WAC | 2002 - Q3-4 | 2004 | 2002 - Q3-4 | Average - simple | 1330 | California Energy Commission | Historical | Letting the Sun Shine on Solar Costs: Empirical Investigation of PV Cost Trends in California | Lawrence Berkeley National Laboratory | http://eetd.lbl.gov/EA/emp/reports/59282-es.pdf | Y | 2006 | iv | 6 | ES-3 | Y | Numerical values provided by author.
Solar PV |  | CA - CPUC incentive program | Installed Costs - Total | Y | 9.3948 | $/WAC | 2002 - Q3-4 | 2004 | 2002 - Q3-4 | Average - simple |  | CPUC | Historical | Letting the Sun Shine on Solar Costs: Empirical Investigation of PV Cost Trends in California | Lawrence Berkeley National Laboratory | http://eetd.lbl.gov/EA/emp/reports/59282-es.pdf | Y | 2006 | iv | 6 | ES-3 | Y | Numerical values provided by author.
Solar PV |  | CA - California Energy Commission Incentive Program | Installed Costs - Total | Y | 9.4799 | $/WAC | 2003 - Q1-2 | 2004 | 2003 - Q1-2 | Average - simple | 3359 | California Energy Commission | Historical | Letting the Sun Shine on Solar Costs: Empirical Investigation of PV Cost Trends in California | Lawrence Berkeley National Laboratory | http://eetd.lbl.gov/EA/emp/reports/59282-es.pdf | Y | 2006 | iv | 6 | ES-3 | Y | Numerical values provided by author.
Solar PV |  | CA - CPUC incentive program | Installed Costs - Total | Y | 9.446 | $/WAC | 2003 - Q1-2 | 2004 | 2003 - Q1-2 | Average - simple |  | CPUC | Historical | Letting the Sun Shine on Solar Costs: Empirical Investigation of PV Cost Trends in California | Lawrence Berkeley National Laboratory | http://eetd.lbl.gov/EA/emp/reports/59282-es.pdf | Y | 2006 | iv | 6 | ES-3 | Y | Numerical values provided by author.
Solar PV |  | CA - California Energy Commission Incentive Program | Installed Costs - Total | Y | 9.2422 | $/WAC | 2003 - Q3-4 | 2004 | 2003 - Q3-4 | Average - simple | 3594 | California Energy Commission | Historical | Letting the Sun Shine on Solar Costs: Empirical Investigation of PV Cost Trends in California | Lawrence Berkeley National Laboratory | http://eetd.lbl.gov/EA/emp/reports/59282-es.pdf | Y | 2006 | iv | 6 | ES-3 | Y | Numerical values provided by author.
Solar PV |  | CA - CPUC incentive program | Installed Costs - Total | Y | 9.0594 | $/WAC | 2003 - Q3-4 | 2004 | 2003 - Q3-4 | Average - simple |  | CPUC | Historical | Letting the Sun Shine on Solar Costs: Empirical Investigation of PV Cost Trends in California | Lawrence Berkeley National Laboratory | http://eetd.lbl.gov/EA/emp/reports/59282-es.pdf | Y | 2006 | iv | 6 | ES-3 | Y | Numerical values provided by author.
Solar PV |  | CA - California Energy Commission Incentive Program | Installed Costs - Total | Y | 8.707 | $/WAC | 2004 - Q1-2 | 2004 | 2004 - Q1-2 | Average - simple | 3333 | California Energy Commission | Historical | Letting the Sun Shine on Solar Costs: Empirical Investigation of PV Cost Trends in California | Lawrence Berkeley National Laboratory | http://eetd.lbl.gov/EA/emp/reports/59282-es.pdf | Y | 2006 | iv | 6 | ES-3 | Y | Numerical values provided by author.
Solar PV |  | CA - CPUC incentive program | Installed Costs - Total | Y | 8.7648 | $/WAC | 2004 - Q1-2 | 2004 | 2004 - Q1-2 | Average - simple |  | CPUC | Historical | Letting the Sun Shine on Solar Costs: Empirical Investigation of PV Cost Trends in California | Lawrence Berkeley National Laboratory | http://eetd.lbl.gov/EA/emp/reports/59282-es.pdf | Y | 2006 | iv | 6 | ES-3 | Y | Numerical values provided by author.
Solar PV |  | CA - California Energy Commission Incentive Program | Installed Costs - Total | Y | 8.7483 | $/WAC | 2004 - Q3-4 | 2004 | 2004 - Q3-4 | Average - simple | 2181 | California Energy Commission | Historical | Letting the Sun Shine on Solar Costs: Empirical Investigation of PV Cost Trends in California | Lawrence Berkeley National Laboratory | http://eetd.lbl.gov/EA/emp/reports/59282-es.pdf | Y | 2006 | iv | 6 | ES-3 | Y | Numerical values provided by author.
Solar PV |  | CA - CPUC incentive program | Installed Costs - Total | Y | 8.9039 | $/WAC | 2004 - Q3-4 | 2004 | 2004 - Q3-4 | Average - simple |  | CPUC | Historical | Letting the Sun Shine on Solar Costs: Empirical Investigation of PV Cost Trends in California | Lawrence Berkeley National Laboratory | http://eetd.lbl.gov/EA/emp/reports/59282-es.pdf | Y | 2006 | iv | 6 | ES-3 | Y | Numerical values provided by author.
Solar PV |  | CA - California Energy Commission Incentive Program | Installed Costs - Total | Y | 8.6714 | $/WAC | 2005 - Q1-2 | 2004 | 2005 - Q1-2 | Average - simple | 229 | California Energy Commission | Historical | Letting the Sun Shine on Solar Costs: Empirical Investigation of PV Cost Trends in California | Lawrence Berkeley National Laboratory | http://eetd.lbl.gov/EA/emp/reports/59282-es.pdf | Y | 2006 | iv | 6 | ES-3 | Y | Numerical values provided by author.
Solar PV |  | CA - CPUC incentive program | Installed Costs - Total | Y | 8.3781 | $/WAC | 2005 - Q1-2 | 2004 | 2005 - Q1-2 | Average - simple |  | CPUC | Historical | Letting the Sun Shine on Solar Costs: Empirical Investigation of PV Cost Trends in California | Lawrence Berkeley National Laboratory | http://eetd.lbl.gov/EA/emp/reports/59282-es.pdf | Y | 2006 | iv | 6 | ES-3 | Y | Numerical values provided by author.
Solar PV |  | CA - California Energy Commission Incentive Program | Installed Costs - Total | Y | 11.6311 | $/WAC | 1998 - Q1-2 | 2004 | 1998 - Q1-2 | Median | 34 | California Energy Commission | Historical | Letting the Sun Shine on Solar Costs: Empirical Investigation of PV Cost Trends in California | Lawrence Berkeley National Laboratory | http://eetd.lbl.gov/EA/emp/reports/59282-es.pdf | Y | 2006 | iv | 6 | ES-3 | Y | Numerical values provided by author.
Solar PV |  | CA - California Energy Commission Incentive Program | Installed Costs - Total | Y | 11.5139 | $/WAC | 1998 - Q3-4 | 2004 | 1998 - Q3-4 | Median | 76 | California Energy Commission | Historical | Letting the Sun Shine on Solar Costs: Empirical Investigation of PV Cost Trends in California | Lawrence Berkeley National Laboratory | http://eetd.lbl.gov/EA/emp/reports/59282-es.pdf | Y | 2006 | iv | 6 | ES-3 | Y | Numerical values provided by author.
Solar PV |  | CA - California Energy Commission Incentive Program | Installed Costs - Total | Y | 11.406 | $/WAC | 1999 - Q1-2 | 2004 | 1999 - Q1-2 | Median | 106 | California Energy Commission | Historical | Letting the Sun Shine on Solar Costs: Empirical Investigation of PV Cost Trends in California | Lawrence Berkeley National Laboratory | http://eetd.lbl.gov/EA/emp/reports/59282-es.pdf | Y | 2006 | iv | 6 | ES-3 | Y | Numerical values provided by author.
Solar PV |  | CA - California Energy Commission Incentive Program | Installed Costs - Total | Y | 11.9884 | $/WAC | 1999 - Q3-4 | 2004 | 1999 - Q3-4 | Median | 92 | California Energy Commission | Historical | Letting the Sun Shine on Solar Costs: Empirical Investigation of PV Cost Trends in California | Lawrence Berkeley National Laboratory | http://eetd.lbl.gov/EA/emp/reports/59282-es.pdf | Y | 2006 | iv | 6 | ES-3 | Y | Numerical values provided by author.
Solar PV |  | CA - California Energy Commission Incentive Program | Installed Costs - Total | Y | 11.2542 | $/WAC | 2000 - Q1-2 | 2004 | 2000 - Q1-2 | Median | 70 | California Energy Commission | Historical | Letting the Sun Shine on Solar Costs: Empirical Investigation of PV Cost Trends in California | Lawrence Berkeley National Laboratory | http://eetd.lbl.gov/EA/emp/reports/59282-es.pdf | Y | 2006 | iv | 6 | ES-3 | Y | Numerical values provided by author.
Solar PV |  | CA - California Energy Commission Incentive Program | Installed Costs - Total | Y | 9.48 | $/WAC | 2000 - Q3-4 | 2004 | 2000 - Q3-4 | Median | 122 | California Energy Commission | Historical | Letting the Sun Shine on Solar Costs: Empirical Investigation of PV Cost Trends in California | Lawrence Berkeley National Laboratory | http://eetd.lbl.gov/EA/emp/reports/59282-es.pdf | Y | 2006 | iv | 6 | ES-3 | Y | Numerical values provided by author.
Solar PV |  | CA - California Energy Commission Incentive Program | Installed Costs - Total | Y | 10.2916 | $/WAC | 2001 - Q1-2 | 2004 | 2001 - Q1-2 | Median | 989 | California Energy Commission | Historical | Letting the Sun Shine on Solar Costs: Empirical Investigation of PV Cost Trends in California | Lawrence Berkeley National Laboratory | http://eetd.lbl.gov/EA/emp/reports/59282-es.pdf | Y | 2006 | iv | 6 | ES-3 | Y | Numerical values provided by author.
Solar PV |  | CA - California Energy Commission Incentive Program | Installed Costs - Total | Y | 10.6001 | $/WAC | 2001 - Q3-4 | 2004 | 2001 - Q3-4 | Median | 1251 | California Energy Commission | Historical | Letting the Sun Shine on Solar Costs: Empirical Investigation of PV Cost Trends in California | Lawrence Berkeley National Laboratory | http://eetd.lbl.gov/EA/emp/reports/59282-es.pdf | Y | 2006 | iv | 6 | ES-3 | Y | Numerical values provided by author.
Solar PV |  | CA - California Energy Commission Incentive Program | Installed Costs - Total | Y | 10.6161 | $/WAC | 2002 - Q1-2 | 2004 | 2002 - Q1-2 | Median | 1123 | California Energy Commission | Historical | Letting the Sun Shine on Solar Costs: Empirical Investigation of PV Cost Trends in California | Lawrence Berkeley National Laboratory | http://eetd.lbl.gov/EA/emp/reports/59282-es.pdf | Y | 2006 | iv | 6 | ES-3 | Y | Numerical values provided by author.
Solar PV |  | CA - California Energy Commission Incentive Program | Installed Costs - Total | Y | 10.2278 | $/WAC | 2002 - Q3-4 | 2004 | 2002 - Q3-4 | Median | 1330 | California Energy Commission | Historical | Letting the Sun Shine on Solar Costs: Empirical Investigation of PV Cost Trends in California | Lawrence Berkeley National Laboratory | http://eetd.lbl.gov/EA/emp/reports/59282-es.pdf | Y | 2006 | iv | 6 | ES-3 | Y | Numerical values provided by author.
Solar PV |  | CA - California Energy Commission Incentive Program | Installed Costs - Total | Y | 9.4988 | $/WAC | 2003 - Q1-2 | 2004 | 2003 - Q1-2 | Median | 3359 | California Energy Commission | Historical | Letting the Sun Shine on Solar Costs: Empirical Investigation of PV Cost Trends in California | Lawrence Berkeley National Laboratory | http://eetd.lbl.gov/EA/emp/reports/59282-es.pdf | Y | 2006 | iv | 6 | ES-3 | Y | Numerical values provided by author.
Solar PV |  | CA - California Energy Commission Incentive Program | Installed Costs - Total | Y | 9.2102 | $/WAC | 2003 - Q3-4 | 2004 | 2003 - Q3-4 | Median | 3594 | California Energy Commission | Historical | Letting the Sun Shine on Solar Costs: Empirical Investigation of PV Cost Trends in California | Lawrence Berkeley National Laboratory | http://eetd.lbl.gov/EA/emp/reports/59282-es.pdf | Y | 2006 | iv | 6 | ES-3 | Y | Numerical values provided by author.
Solar PV |  | CA - California Energy Commission Incentive Program | Installed Costs - Total | Y | 8.5896 | $/WAC | 2004 - Q1-2 | 2004 | 2004 - Q1-2 | Median | 3333 | California Energy Commission | Historical | Letting the Sun Shine on Solar Costs: Empirical Investigation of PV Cost Trends in California | Lawrence Berkeley National Laboratory | http://eetd.lbl.gov/EA/emp/reports/59282-es.pdf | Y | 2006 | iv | 6 | ES-3 | Y | Numerical values provided by author.
Solar PV |  | CA - California Energy Commission Incentive Program | Installed Costs - Total | Y | 8.668 | $/WAC | 2004 - Q3-4 | 2004 | 2004 - Q3-4 | Median | 2181 | California Energy Commission | Historical | Letting the Sun Shine on Solar Costs: Empirical Investigation of PV Cost Trends in California | Lawrence Berkeley National Laboratory | http://eetd.lbl.gov/EA/emp/reports/59282-es.pdf | Y | 2006 | iv | 6 | ES-3 | Y | Numerical values provided by author.
Solar PV |  | CA - California Energy Commission Incentive Program | Installed Costs - Total | Y | 8.5884 | $/WAC | 2005 - Q1-2 | 2004 | 2005 - Q1-2 | Median | 229 | California Energy Commission | Historical | Letting the Sun Shine on Solar Costs: Empirical Investigation of PV Cost Trends in California | Lawrence Berkeley National Laboratory | http://eetd.lbl.gov/EA/emp/reports/59282-es.pdf | Y | 2006 | iv | 6 | ES-3 | Y | Numerical values provided by author.
Solar PV | Crystalline - Single-axis tracking | U.S. | Capacity Factor |  | 27 | % | 2008 |  | 2008 | Average - simple | Unspecified | Lazard estimates | Historical | Levelized Cost of Energy Analysis - Version 3.0 DRAFT | Lazard |  | Y | 2009 | 13 | 14 |  | Corrected 5/22/2009 | Reflects ITC and accelerated asset depreciation, as applicable. Assumes 20-year useful life.
Solar PV | Thin Film | U.S. | Capacity Factor |  | 23 | % | 2008 |  | 2008 | Range: maximum | Unspecified | Lazard estimates | Historical | Levelized Cost of Energy Analysis - Version 3.0 DRAFT | Lazard |  | Y | 2009 | 13 | 14 |  | Corrected 5/22/2009 | Reflects ITC and accelerated asset depreciation, as applicable. Assumes 20-year useful life.
Solar PV | Crystalline - Fixed installation | U.S. | Capacity Factor |  | 20 | % | 2008 |  | 2008 | Average - simple | Unspecified | Lazard estimates | Historical | Levelized Cost of Energy Analysis - Version 3.0 DRAFT | Lazard |  | Y | 2009 | 13 | 14 |  | Y | Reflects ITC and accelerated asset depreciation, as applicable. Assumes 20-year useful life.
Solar PV | Thin Film | U.S. | Capacity Factor |  | 20 | % | 2008 |  | 2008 | Range: minimum | Unspecified | Lazard estimates | Historical | Levelized Cost of Energy Analysis - Version 3.0 DRAFT | Lazard |  | Y | 2009 | 13 | 14 |  | Y | Reflects ITC and accelerated asset depreciation, as applicable. Assumes 20-year useful life.
CSP | Solar trough | U.S. | Capacity Factor |  | 29 | % | 2008 |  | 2008 | Range: maximum | Unspecified | Lazard estimates | Historical | Levelized Cost of Energy Analysis - Version 3.0 DRAFT | Lazard |  | Y | 2009 | 13 | 14 |  | Y | Reflects ITC and accelerated asset depreciation, as applicable. Assumes 20-year useful life.
CSP | Solar trough | U.S. | Capacity Factor |  | 26 | % | 2008 |  | 2008 | Range: minimum | Unspecified | Lazard estimates | Historical | Levelized Cost of Energy Analysis - Version 3.0 DRAFT | Lazard |  | Y | 2009 | 13 | 14 |  | Y | Reflects ITC and accelerated asset depreciation, as applicable. Assumes 20-year useful life.
CSP | Solar tower | U.S. | Capacity Factor |  | 35 | % | 2008 |  | 2008 | Range: minimum | Unspecified | Lazard estimates | Historical | Levelized Cost of Energy Analysis - Version 3.0 DRAFT | Lazard |  | Y | 2009 | 13 | 14 |  | Y | Reflects ITC and accelerated asset depreciation, as applicable. Assumes 20-year useful life.
CSP | Solar tower | U.S. | Capacity Factor |  | 38 | % | 2008 |  | 2008 | Range: maximum | Unspecified | Lazard estimates | Historical | Levelized Cost of Energy Analysis - Version 3.0 DRAFT | Lazard |  | Y | 2009 | 13 | 14 |  | Y | Reflects ITC and accelerated asset depreciation, as applicable. Assumes 20-year useful life.
Geothermal |  | U.S. | Capacity Factor |  | 80 | % | 2008 |  | 2008 | Range: maximum | Unspecified | Lazard estimates | Historical | Levelized Cost of Energy Analysis - Version 3.0 DRAFT | Lazard |  | Y | 2009 | 15 | 16 |  | Y | Reflects ITC and accelerated asset depreciation, as applicable. Assumes 20-year useful life.
Geothermal |  | U.S. | Capacity Factor |  | 70 | % | 2008 |  | 2008 | Range: minimum | Unspecified | Lazard estimates | Historical | Levelized Cost of Energy Analysis - Version 3.0 DRAFT | Lazard |  | Y | 2009 | 15 | 16 |  | Y | Reflects ITC and accelerated asset depreciation, as applicable. Assumes 20-year useful life.
Wind |  | U.S. WPC 3 | Busbar LCOE | Y | 94 | $/MWh | 2005 | 2006 | 2005 | Average - simple | Unspecified | Modeling | Historical | 20 Percent Wind Energy Penetration in the United States | Black & Veatch | http://www.20percentwind.org/Black_Veatch_20_Percent_Report.pdf | Y | 2007 | 5-4 | 41 | Table 5-1 | Y | Assumes a 12% fixed charge rate for return on equity, financing costs, and taxes.
Wind |  | U.S. WPC 3 | Busbar LCOE | N (includes federal PTC) | 71 | $/MWh | 2005 | 2006 | 2005 | Average - simple | Unspecified | Modeling | Historical | 20 Percent Wind Energy Penetration in the United States | Black & Veatch | http://www.20percentwind.org/Black_Veatch_20_Percent_Report.pdf | Y | 2007 | 5-4 | 41 | Table 5-1 | Y | Assumes a 12% fixed charge rate for return on equity, financing costs, and taxes.
Geothermal |  | U.S. | Installed Costs - Capital Costs | N | 3450 | $/kW | 2008 | 2008 | 2008 | Range: minimum | Unspecified | Lazard estimates | Historical | Levelized Cost of Energy Analysis - Version 3.0 DRAFT | Lazard |  | Y | 2009 | 9 | 10 |  | Y | Reflects ITC and accelerated asset depreciation, as applicable. Assumes 20-year useful life.
Geothermal |  | U.S. | Installed Costs - Capital Costs | N | 4600 | $/kW | 2008 | 2008 | 2008 | Range: maximum | Unspecified | Lazard estimates | Historical | Levelized Cost of Energy Analysis - Version 3.0 DRAFT | Lazard |  | Y | 2009 | 9 | 10 |  | Y | Reflects ITC and accelerated asset depreciation, as applicable. Assumes 20-year useful life.
CSP | Solar tower | U.S. | Installed Costs - Capital Costs | N | 4500 | $/kW | 2008 | 2008 | 2008 | Average - simple | Unspecified | Lazard estimates | Historical | Levelized Cost of Energy Analysis - Version 3.0 DRAFT | Lazard |  | Y | 2009 | 9 | 10 |  | Y | Reflects ITC and accelerated asset depreciation, as applicable. Assumes 20-year useful life.
CSP | Solar trough | U.S. | Installed Costs - Capital Costs | N | 6300 | $/kW | 2008 | 2008 | 2008 | Average - simple | Unspecified | Lazard estimates | Historical | Levelized Cost of Energy Analysis - Version 3.0 DRAFT | Lazard |  | Y | 2009 | 9 | 10 |  | Y | Reflects ITC and accelerated asset depreciation, as applicable. Assumes 20-year useful life.
Geothermal |  | U.S. | Installed Costs - Capital Costs | N | 3450 | $/MWh | 2008 | 2008 | 2008 | Range: minimum | Unspecified | Lazard estimates | Historical | Levelized Cost of Energy Analysis - Version 3.0 DRAFT | Lazard |  | Y | 2009 | 9 | 10 |  | Y | Reflects ITC and accelerated asset depreciation, as applicable. Assumes 20-year useful life.
Geothermal |  | U.S. | Installed Costs - Capital Costs | N | 4600 | $/MWh | 2008 | 2008 | 2008 | Range: maximum | Unspecified | Lazard estimates | Historical | Levelized Cost of Energy Analysis - Version 3.0 DRAFT | Lazard |  | Y | 2009 | 9 | 10 |  | Y | Reflects ITC and accelerated asset depreciation, as applicable. Assumes 20-year useful life.
Geothermal | Crystalline - Single-axis tracking | U.S. | Installed Costs - Capital Costs | N | 4500 | $/kW | 2008 | 2008 | 2008 | Average - simple | Unspecified | Lazard estimates | Historical | Levelized Cost of Energy Analysis - Version 3.0 DRAFT | Lazard |  | Y | 2009 | 9 | 10 |  | Y | Reflects ITC and accelerated asset depreciation, as applicable. Assumes 20-year useful life.
Geothermal | Crystalline - Fixed installation | U.S. | Installed Costs - Capital Costs | N | 5000 | $/kW | 2008 | 2008 | 2008 | Average - simple | Unspecified | Lazard estimates | Historical | Levelized Cost of Energy Analysis - Version 3.0 DRAFT | Lazard |  | Y | 2009 | 9 | 10 |  | Y | Reflects ITC and accelerated asset depreciation, as applicable. Assumes 20-year useful life.
Geothermal | Thin Film | U.S. | Installed Costs - Capital Costs | N | 3250 | $/kW | 2008 | 2008 | 2008 | Range: minimum | Unspecified | Lazard estimates | Historical | Levelized Cost of Energy Analysis - Version 3.0 DRAFT | Lazard |  | Y | 2009 | 9 | 10 |  | Y | Reflects ITC and accelerated asset depreciation, as applicable. Assumes 20-year useful life.
Geothermal | Thin Film | U.S. | Installed Costs - Capital Costs | N | 4000 | $/kW | 2008 | 2008 | 2008 | Range: maximum | Unspecified | Lazard estimates | Historical | Levelized Cost of Energy Analysis - Version 3.0 DRAFT | Lazard |  | Y | 2009 | 9 | 10 |  | Y | Reflects ITC and accelerated asset depreciation, as applicable. Assumes 20-year useful life.
Wind |  | U.S. WPC 4 | Busbar LCOE | Y | 85 | $/MWh | 2005 | 2006 | 2005 | Average - simple | Unspecified | Modeling | Historical | 20 Percent Wind Energy Penetration in the United States | Black & Veatch | http://www.20percentwind.org/Black_Veatch_20_Percent_Report.pdf | Y | 2007 | 5-4 | 41 | Table 5-1 | Y | Assumes a 12% fixed charge rate for return on equity, financing costs, and taxes.
Wind |  | U.S. WPC 4 | Busbar LCOE | N (includes federal PTC) | 62 | $/MWh | 2005 | 2006 | 2005 | Average - simple | Unspecified | Modeling | Historical | 20 Percent Wind Energy Penetration in the United States | Black & Veatch | http://www.20percentwind.org/Black_Veatch_20_Percent_Report.pdf | Y | 2007 | 5-4 | 41 | Table 5-1 | Y | Assumes a 12% fixed charge rate for return on equity, financing costs, and taxes.
Wind |  | U.S. WPC 5 | Busbar LCOE | Y | 78 | $/MWh | 2005 | 2006 | 2005 | Average - simple | Unspecified | Modeling | Historical | 20 Percent Wind Energy Penetration in the United States | Black & Veatch | http://www.20percentwind.org/Black_Veatch_20_Percent_Report.pdf | Y | 2007 | 5-4 | 41 | Table 5-1 | Y | Assumes a 12% fixed charge rate for return on equity, financing costs, and taxes.
Wind |  | U.S. WPC 5 | Busbar LCOE | N (includes federal PTC) | 55 | $/MWh | 2005 | 2006 | 2005 | Average - simple | Unspecified | Modeling | Historical | 20 Percent Wind Energy Penetration in the United States | Black & Veatch | http://www.20percentwind.org/Black_Veatch_20_Percent_Report.pdf | Y | 2007 | 5-4 | 41 | Table 5-1 | Y | Assumes a 12% fixed charge rate for return on equity, financing costs, and taxes.
Geothermal |  | U.S. | LCOE | N | 58 | $/MWh | 2008 | 2008 | 2008 | Average - simple | Unspecified | Lazard estimates | Historical | Levelized Cost of Energy Analysis - Version 3.0 DRAFT | Lazard |  | Y | 2009 | 2 | 3 |  | Y | Reflects ITC and accelerated asset depreciation, as applicable. Assumes 20-year useful life.
Geothermal |  | U.S. | LCOE | N | 93 | $/MWh | 2008 | 2008 | 2008 | Average - simple | Unspecified | Lazard estimates | Historical | Levelized Cost of Energy Analysis - Version 3.0 DRAFT | Lazard |  | Y | 2009 | 2 | 3 |  | Y | Reflects ITC and accelerated asset depreciation, as applicable. Assumes 20-year useful life.
CSP | Solar tower | U.S. | LCOE | N | 106 | $/MWh | 2008 | 2008 | 2008 | Average - simple | Unspecified | Lazard estimates | Historical | Levelized Cost of Energy Analysis - Version 3.0 DRAFT | Lazard |  | Y | 2009 | 2 | 3 |  | Y | Reflects ITC and accelerated asset depreciation, as applicable. Assumes 20-year useful life.
CSP | Solar trough | U.S. | LCOE | N | 204 | $/MWh | 2008 | 2008 | 2008 | Average - simple | Unspecified | Lazard estimates | Historical | Levelized Cost of Energy Analysis - Version 3.0 DRAFT | Lazard |  | Y | 2009 | 2 | 3 |  | Y | Reflects ITC and accelerated asset depreciation, as applicable. Assumes 20-year useful life.
Solar PV | Crystalline - Single-axis tracking | U.S. | LCOE | N | 159 | $/MWh | 2008 | 2008 | 2008 | Average - simple | Unspecified | Lazard estimates | Historical | Levelized Cost of Energy Analysis - Version 3.0 DRAFT | Lazard |  | Y | 2009 | 2 | 3 |  | Y | Reflects ITC and accelerated asset depreciation, as applicable. Assumes 20-year useful life.
Solar PV | Crystalline - Fixed installation | U.S. | LCOE | N | 194 | $/MWh | 2008 | 2008 | 2008 | Average - simple | Unspecified | Lazard estimates | Historical | Levelized Cost of Energy Analysis - Version 3.0 DRAFT | Lazard |  | Y | 2009 | 2 | 3 |  | Y | Reflects ITC and accelerated asset depreciation, as applicable. Assumes 20-year useful life.
Solar PV | Thin Film | U.S. | LCOE | N | 130 | $/MWh | 2008 | 2008 | 2008 | Range: minimum | Unspecified | Lazard estimates | Historical | Levelized Cost of Energy Analysis - Version 3.0 DRAFT | Lazard |  | Y | 2009 | 2 | 3 |  | Y | Reflects ITC and accelerated asset depreciation, as applicable. Assumes 20-year useful life.
Solar PV | Thin Film | U.S. | LCOE | N | 181 | $/MWh | 2008 | 2008 | 2008 | Range: maximum | Unspecified | Lazard estimates | Historical | Levelized Cost of Energy Analysis - Version 3.0 DRAFT | Lazard |  | Y | 2009 | 2 | 3 |  | Y | Reflects ITC and accelerated asset depreciation, as applicable. Assumes 20-year useful life.
Wind |  | U.S. WPC 6 | Busbar LCOE | Y | 72 | $/MWh | 2005 | 2006 | 2005 | Average - simple | Unspecified | Modeling | Historical | 20 Percent Wind Energy Penetration in the United States | Black & Veatch | http://www.20percentwind.org/Black_Veatch_20_Percent_Report.pdf | Y | 2007 | 5-4 | 41 | Table 5-1 | Y | Assumes a 12% fixed charge rate for return on equity, financing costs, and taxes.
Wind |  | U.S. WPC 6 | Busbar LCOE | N (includes federal PTC) | 49 | $/MWh | 2005 | 2006 | 2005 | Average - simple | Unspecified | Modeling | Historical | 20 Percent Wind Energy Penetration in the United States | Black & Veatch | http://www.20percentwind.org/Black_Veatch_20_Percent_Report.pdf | Y | 2007 | 5-4 | 41 | Table 5-1 | Y | Assumes a 12% fixed charge rate for return on equity, financing costs, and taxes.
Geothermal |  | U.S. | LCOE | Y | 85 | $/MWh | 2008 | 2008 | 2008 | Average - simple | Unspecified | Lazard estimates | Historical | Levelized Cost of Energy Analysis - Version 3.0 DRAFT | Lazard |  | Y | 2009 | 6 | 7 |  | Y | Reflects ITC and accelerated asset depreciation, as applicable. Assumes 20-year useful life.
CSP | Solar tower | U.S. | LCOE | Y | 144 | $/MWh | 2008 | 2008 | 2008 | Average - simple | Unspecified | Lazard estimates | Historical | Levelized Cost of Energy Analysis - Version 3.0 DRAFT | Lazard |  | Y | 2009 | 6 | 7 |  | Y | Assumes no tax incentives. Assumes 20-year useful life.
CSP | Solar trough | U.S. | LCOE | Y | 324 | $/MWh | 2008 | 2008 | 2008 | Average - simple | Unspecified | Lazard estimates | Historical | Levelized Cost of Energy Analysis - Version 3.0 DRAFT | Lazard |  | Y | 2009 | 6 | 7 |  | Y | Assumes no tax incentives. Assumes 20-year useful life.
Geothermal |  | U.S. | LCOE | Y | 120 | $/MWh | 2008 | 2008 | 2008 | Average - simple | Unspecified | Lazard estimates | Historical | Levelized Cost of Energy Analysis - Version 3.0 DRAFT | Lazard |  | Y | 2009 | 6 | 7 |  | Y | Reflects ITC and accelerated asset depreciation, as applicable. Assumes 20-year useful life. Exludes tax incentives - ITC and PTC
Solar PV | Crystalline - Single-axis tracking | U.S. | LCOE | Y | 261 | $/MWh | 2008 | 2008 | 2008 | Average - simple | Unspecified | Lazard estimates | Historical | Levelized Cost of Energy Analysis - Version 3.0 DRAFT | Lazard |  | Y | 2009 | 6 | 7 |  | Y | Assumes no tax incentives. Assumes 20-year useful life.
Solar PV | Crystalline - Fixed installation | U.S. | LCOE | Y | 319 | $/MWh | 2008 | 2008 | 2008 | Average - simple | Unspecified | Lazard estimates | Historical | Levelized Cost of Energy Analysis - Version 3.0 DRAFT | Lazard |  | Y | 2009 | 6 | 7 |  | Y | Assumes no tax incentives. Assumes 20-year useful life.
Solar PV | Thin Film | U.S. | LCOE | Y | 211 | $/MWh | 2008 | 2008 | 2008 | Range: minimum | Unspecified | Lazard estimates | Historical | Levelized Cost of Energy Analysis - Version 3.0 DRAFT | Lazard |  | Y | 2009 | 6 | 7 |  | Y | Assumes no tax incentives. Assumes 20-year useful life.
Solar PV | Thin Film | U.S. | LCOE | Y | 295 | $/MWh | 2008 | 2008 | 2008 | Range: maximum | Unspecified | Lazard estimates | Historical | Levelized Cost of Energy Analysis - Version 3.0 DRAFT | Lazard |  | Y | 2009 | 6 | 7 |  | Y | Assumes no tax incentives. Assumes 20-year useful life.
Wind |  | U.S. WPC 7 | Busbar LCOE | Y | 67 | $/MWh | 2005 | 2006 | 2005 | Average - simple | Unspecified | Modeling | Historical | 20 Percent Wind Energy Penetration in the United States | Black & Veatch | http://www.20percentwind.org/Black_Veatch_20_Percent_Report.pdf | Y | 2007 | 5-4 | 41 | Table 5-1 | Y | Assumes a 12% fixed charge rate for return on equity, financing costs, and taxes.
Wind |  | U.S. WPC 7 | Busbar LCOE | N (includes federal PTC) | 44 | $/MWh | 2005 | 2006 | 2005 | Average - simple | Unspecified | Modeling | Historical | 20 Percent Wind Energy Penetration in the United States | Black & Veatch | http://www.20percentwind.org/Black_Veatch_20_Percent_Report.pdf | Y | 2007 | 5-4 | 41 | Table 5-1 | Y | Assumes a 12% fixed charge rate for return on equity, financing costs, and taxes.
CSP | Solar tower | U.S. | LCOE - Capital costs | N | 85 | $/MWh | 2008 | 2008 | 2008 | Average - simple | Unspecified | Lazard estimates | Historical | Levelized Cost of Energy Analysis - Version 3.0 DRAFT | Lazard |  | Y | 2009 | 10 | 11 |  | Y | Reflects ITC and accelerated asset depreciation, as applicable. Assumes 20-year useful life.
Geothermal |  | U.S. | LCOE - Capital costs | N | 33 | $/MWh | 2008 | 2008 | 2008 | Range: minimum | Unspecified | Lazard estimates | Historical | Levelized Cost of Energy Analysis - Version 3.0 DRAFT | Lazard |  | Y | 2009 | 10 | 11 |  | Y | Reflects ITC and accelerated asset depreciation, as applicable. Assumes 20-year useful life.
Solar PV | Thin Film | U.S. | LCOE - Capital costs | N | 118 | $/MWh | 2008 | 2008 | 2008 | Range: minimum | Unspecified | Lazard estimates | Historical | Levelized Cost of Energy Analysis - Version 3.0 DRAFT | Lazard |  | Y | 2009 | 10 | 11 |  | Y | Reflects ITC and accelerated asset depreciation, as applicable. Assumes 20-year useful life.
Wind | Systems > 50 kW, excludes Hawaii | U.S. | Busbar Price | N | 63 | $/MWh | 1999 | 2007 | 1999 | Average - capacity-weighted | 7 | Berkeley Lab Database | Historical | Annual Report on U.S. Wind Power Installation, Cost, and Performance Trends: 2007 | Lawrence Berkeley National Laboratory | http://www1.eere.energy.gov/windandhydro/pdfs/43025.pdf | Y | 2008 | 16 | 16 |  | Y | Factors in value of RECs bundled with power sold.
CSP | Solar trough | U.S. | LCOE - Capital costs | N | 175 | $/MWh | 2008 | 2008 | 2008 | Average - simple | Unspecified | Lazard estimates | Historical | Levelized Cost of Energy Analysis - Version 3.0 DRAFT | Lazard |  | Y | 2009 | 11 | 12 |  | Y | Reflects ITC and accelerated asset depreciation, as applicable. Assumes 20-year useful life.
Solar PV | Crystalline | U.S. | LCOE - Capital costs | N | 148 | $/MWh | 2008 | 2008 | 2008 | Average - simple | Unspecified | Lazard estimates | Historical | Levelized Cost of Energy Analysis - Version 3.0 DRAFT | Lazard |  | Y | 2009 | 11 | 12 |  | Y | Reflects ITC and accelerated asset depreciation, as applicable. Assumes 20-year useful life.
Solar PV | Crystalline - Fixed installation | U.S. | LCOE - Capital costs | N | 180 | $/MWh | 2008 | 2008 | 2008 | Average - simple | Unspecified | Lazard estimates | Historical | Levelized Cost of Energy Analysis - Version 3.0 DRAFT | Lazard |  | Y | 2009 | 11 | 12 |  | Y | Reflects ITC and accelerated asset depreciation, as applicable. Assumes 20-year useful life.
Solar PV | Thin Film | U.S. | LCOE - Capital costs | N | 167 | $/MWh | 2008 | 2008 | 2008 | Range: maximum | Unspecified | Lazard estimates | Historical | Levelized Cost of Energy Analysis - Version 3.0 DRAFT | Lazard |  | Y | 2009 | 11 | 12 |  | Y | Reflects ITC and accelerated asset depreciation, as applicable. Assumes 20-year useful life.
CSP | Solar tower | U.S. | LCOE - O&M - Fixed | N | 21 | $/MWh | 2008 | 2008 | 2008 | Average - simple | Unspecified | Lazard estimates | Historical | Levelized Cost of Energy Analysis - Version 3.0 DRAFT | Lazard |  | Y | 2009 | 10 | 11 |  | Y | Reflects ITC and accelerated asset depreciation, as applicable. Assumes 20-year useful life.
Geothermal |  | U.S. | LCOE - O&M - Fixed | N | 25 | $/MWh | 2008 | 2008 | 2008 | Range: minimum | Unspecified | Lazard estimates | Historical | Levelized Cost of Energy Analysis - Version 3.0 DRAFT | Lazard |  | Y | 2009 | 10 | 11 |  | Y | Reflects ITC and accelerated asset depreciation, as applicable. Assumes 20-year useful life.
Solar PV | Thin Film | U.S. | LCOE - O&M - Fixed | N | 12 | $/MWh | 2008 | 2008 | 2008 | Range: minimum | Unspecified | Lazard estimates | Historical | Levelized Cost of Energy Analysis - Version 3.0 DRAFT | Lazard |  | Y | 2009 | 10 | 11 |  | Y | Reflects ITC and accelerated asset depreciation, as applicable. Assumes 20-year useful life.
Wind | Systems > 50 kW, excludes Hawaii | U.S. | Busbar Price | N | 40 | $/MWh | 2007 | 2007 | 2007 | Average - capacity-weighted | 128 | Berkeley Lab Database | Historical | Annual Report on U.S. Wind Power Installation, Cost, and Performance Trends: 2007 | Lawrence Berkeley National Laboratory | http://www1.eere.energy.gov/windandhydro/pdfs/43025.pdf | Y | 2008 | 16 | 16 |  | Y | Factors in value of RECs bundled with power sold.
CSP | Solar trough | U.S. | LCOE - O&M - Fixed | N | 29 | $/MWh | 2008 | 2008 | 2008 | Average - simple | Unspecified | Lazard estimates | Historical | Levelized Cost of Energy Analysis - Version 3.0 DRAFT | Lazard |  | Y | 2009 | 11 | 12 |  | Y | Reflects ITC and accelerated asset depreciation, as applicable. Assumes 20-year useful life.
| Crystalline - Single-axis tracking | U.S. | LCOE - O&M - Fixed | N | 11 | $/MWh | 2008 | 2008 | 2008 | Average - simple | Unspecified | Lazard estimates | Historical | Levelized Cost of Energy Analysis - Version 3.0 DRAFT | Lazard |  | Y | 2009 | 11 | 12 |  | Y | Reflects ITC and accelerated asset depreciation, as applicable. Assumes 20-year useful life.
Solar PV | Crystalline - Fixed installation | U.S. | LCOE - O&M - Fixed | N | 14 | $/MWh | 2008 | 2008 | 2008 | Average - simple | Unspecified | Lazard estimates | Historical | Levelized Cost of Energy Analysis - Version 3.0 DRAFT | Lazard |  | Y | 2009 | 11 | 12 |  | Y | Reflects ITC and accelerated asset depreciation, as applicable. Assumes 20-year useful life.
Solar PV | Thin Film | U.S. | LCOE - O&M - Fixed | N | 14 | $/MWh | 2008 | 2008 | 2008 | Range: maximum | Unspecified | Lazard estimates | Historical | Levelized Cost of Energy Analysis - Version 3.0 DRAFT | Lazard |  | Y | 2009 | 11 | 12 |  | Y | Reflects ITC and accelerated asset depreciation, as applicable. Assumes 20-year useful life.
CSP | Solar trough | U.S. | O&M - Fixed | N | 70 | $/kW-Yr | 2008 | 2008 | 2008 | Average - simple | Unspecified | Lazard estimates | Historical | Levelized Cost of Energy Analysis - Version 3.0 DRAFT | Lazard |  | Y | 2009 | 13 | 14 |  | Y | Reflects ITC and accelerated asset depreciation, as applicable. Assumes 20-year useful life.
CSP | Solar tower | U.S. | O&M - Fixed | N | 66 | $/kW-Yr | 2008 | 2008 | 2008 | Average - simple | Unspecified | Lazard estimates | Historical | Levelized Cost of Energy Analysis - Version 3.0 DRAFT | Lazard |  | Y | 2009 | 13 | 14 |  | Y | Reflects ITC and accelerated asset depreciation, as applicable. Assumes 20-year useful life.
Solar PV | Crystalline | U.S. | O&M - Fixed | N | 25 | $/kW-Yr | 2008 | 2008 | 2008 | Average - simple | Unspecified | Lazard estimates | Historical | Levelized Cost of Energy Analysis - Version 3.0 DRAFT | Lazard |  | Y | 2009 | 13 | 14 |  | Y | Reflects ITC and accelerated asset depreciation, as applicable. Assumes 20-year useful life.
Solar PV | Thin Film | U.S. | O&M - Fixed | N | 25 | $/kW-Yr | 2008 | 2008 | 2008 | Average - simple | Unspecified | Lazard estimates | Historical | Levelized Cost of Energy Analysis - Version 3.0 DRAFT | Lazard |  | Y | 2009 | 13 | 14 |  | Y | Reflects ITC and accelerated asset depreciation, as applicable. Assumes 20-year useful life.
Geothermal |  | U.S. | O&M - Variable | N | 25 | % | 2008 | 2008 | 2008 | Range: minimum | Unspecified | Lazard estimates | Historical | Levelized Cost of Energy Analysis - Version 3.0 DRAFT | Lazard |  | Y | 2009 | 15 | 16 |  | Y | Reflects ITC and accelerated asset depreciation, as applicable. Assumes 20-year useful life.
Geothermal |  | U.S. | O&M - Variable | N | 30 | % | 2008 | 2008 | 2008 | Range: maximum | Unspecified | Lazard estimates | Historical | Levelized Cost of Energy Analysis - Version 3.0 DRAFT | Lazard |  | Y | 2009 | 15 | 16 |  | Y | Reflects ITC and accelerated asset depreciation, as applicable. Assumes 20-year useful life.
Solar PV | Monocrystalline Silicon | U.S. | Manufacturing Costs | Y | 2.5 | $/WDC | 2006 | 2006 | 2006 | Range: minimum | Unspecified | Modeling/Interviews | Historical | PV Technology, Performance, and Cost (2007 update) | Prometheus Institute; published through Greentech Media | http://www.gtmresearch.com/report/pv-technology-performance-and-cost-2007-update | Y | 2007 | 4 | 10 | Figure 1.2 | Y | Manufacturing costs include material, labor, manufacturing overheard, and capital depreciation at 14% per annum. Costs omit research, marketing, and general overhead.
Solar PV | Multicrystalline Silicon Cost Ingot | U.S. | Manufacturing Costs | Y | 2.4 | $/WDC | 2006 | 2006 | 2006 | Range: minimum | Unspecified | Modeling/Interviews | Historical | PV Technology, Performance, and Cost (2007 update) | Prometheus Institute; published through Greentech Media | http://www.gtmresearch.com/report/pv-technology-performance-and-cost-2007-update | Y | 2007 | 4 | 10 | Figure 1.2 | Y | Module costs include material, labor, manufacturing overheard, and capital depreciation at 14% per annum. Costs omit research, marketing, and general overhead.
Solar PV | Ribbon/Sheet Silicon | U.S. | Manufacturing Costs | Y | 2 | $/WDC | 2006 | 2006 | 2006 | Range: minimum | Unspecified | Modeling/Interviews | Historical | PV Technology, Performance, and Cost (2007 update) | Prometheus Institute; published through Greentech Media | http://www.gtmresearch.com/report/pv-technology-performance-and-cost-2007-update | Y | 2007 | 4 | 10 | Figure 1.2 | Y | Module costs include material, labor, manufacturing overheard, and capital depreciation at 14% per annum. Costs omit research, marketing, and general overhead.
Solar PV | Concentrators Silicon Cell | U.S. | Manufacturing Costs | Y | 3 | $/WDC | 2006 | 2006 | 2006 | Range: minimum | Unspecified | Modeling/Interviews | Historical | PV Technology, Performance, and Cost (2007 update) | Prometheus Institute; published through Greentech Media | http://www.gtmresearch.com/report/pv-technology-performance-and-cost-2007-update | Y | 2007 | 4 | 10 | Figure 1.2 | Y | Module costs include material, labor, manufacturing overheard, and capital depreciation at 14% per annum. Costs omit research, marketing, and general overhead.
Solar PV | Amorphous Silicon | U.S. | Manufacturing Costs | Y | 1.5 | $/WDC | 2006 | 2006 | 2006 | Range: minimum | Unspecified | Modeling/Interviews | Historical | PV Technology, Performance, and Cost (2007 update) | Prometheus Institute; published through Greentech Media | http://www.gtmresearch.com/report/pv-technology-performance-and-cost-2007-update | Y | 2007 | 4 | 10 | Figure 1.2 | Y | Module costs include material, labor, manufacturing overheard, and capital depreciation at 14% per annum. Costs omit research, marketing, and general overhead.
Solar PV | Copper Indium (G) Diselenide | U.S. | Manufacturing Costs | Y | 1.5 | $/WDC | 2006 | 2006 | 2006 | Range: minimum | Unspecified | Modeling/Interviews | Historical | PV Technology, Performance, and Cost (2007 update) | Prometheus Institute; published through Greentech Media | http://www.gtmresearch.com/report/pv-technology-performance-and-cost-2007-update | Y | 2007 | 4 | 10 | Figure 1.2 | Y | Module costs include material, labor, manufacturing overheard, and capital depreciation at 14% per annum. Costs omit research, marketing, and general overhead.
Solar PV | Cadmium Telluride (CdTe) | U.S. | Manufacturing Costs | Y | 1.5 | $/WDC | 2006 | 2006 | 2006 | Range: minimum | Unspecified | Modeling/Interviews | Historical | PV Technology, Performance, and Cost (2007 update) | Prometheus Institute; published through Greentech Media | http://www.gtmresearch.com/report/pv-technology-performance-and-cost-2007-update | Y | 2007 | 4 | 10 | Figure 1.2 | Y | Module costs include material, labor, manufacturing overheard, and capital depreciation at 14% per annum. Costs omit research, marketing, and general overhead.
Solar PV | Monocrystalline Silicon | U.S. | Profitable Price | Y | 3.75 | $/WDC | 2006 | 2006 | 2006 | Range: minimum | Unspecified | Modeling/Interviews | Historical | PV Technology, Performance, and Cost (2007 update) | Prometheus Institute; published through Greentech Media | http://www.gtmresearch.com/report/pv-technology-performance-and-cost-2007-update | Y | 2007 | 4 | 10 | Figure 1.2 | Y | Module costs include material, labor, manufacturing overheard, and capital depreciation at 14% per annum. Costs omit research, marketing, and general overhead.
Solar PV | Multicrystalline Silicon Cost Ingot | U.S. | Profitable Price | Y | 3.55 | $/WDC | 2006 | 2006 | 2006 | Range: minimum | Unspecified | Modeling/Interviews | Historical | PV Technology, Performance, and Cost (2007 update) | Prometheus Institute; published through Greentech Media | http://www.gtmresearch.com/report/pv-technology-performance-and-cost-2007-update | Y | 2007 | 4 | 10 | Figure 1.2 | Y | Module costs include material, labor, manufacturing overheard, and capital depreciation at 14% per annum. Costs omit research, marketing, and general overhead.
Solar PV | Ribbon/Sheet Silicon | U.S. | Profitable Price | Y | 3.35 | $/WDC | 2006 | 2006 | 2006 | Range: minimum | Unspecified | Modeling/Interviews | Historical | PV Technology, Performance, and Cost (2007 update) | Prometheus Institute; published through Greentech Media | http://www.gtmresearch.com/report/pv-technology-performance-and-cost-2007-update | Y | 2007 | 4 | 10 | Figure 1.2 | Y | Module costs include material, labor, manufacturing overheard, and capital depreciation at 14% per annum. Costs omit research, marketing, and general overhead.
Solar PV | Concentrators Silicon Cell | U.S. | Profitable Price | Y | 5 | $/WDC | 2006 | 2006 | 2006 | Range: minimum | Unspecified | Modeling/Interviews | Historical | PV Technology, Performance, and Cost (2007 update) | Prometheus Institute; published through Greentech Media | http://www.gtmresearch.com/report/pv-technology-performance-and-cost-2007-update | Y | 2007 | 4 | 10 | Figure 1.2 | Y | Module costs include material, labor, manufacturing overheard, and capital depreciation at 14% per annum. Costs omit research, marketing, and general overhead.
Solar PV | Amorphous Silicon | U.S. | Profitable Price | Y | 2.5 | $/WDC | 2006 | 2006 | 2006 | Range: minimum | Unspecified | Modeling/Interviews | Historical | PV Technology, Performance, and Cost (2007 update) | Prometheus Institute; published through Greentech Media | http://www.gtmresearch.com/report/pv-technology-performance-and-cost-2007-update | Y | 2007 | 4 | 10 | Figure 1.2 | Y | Module costs include material, labor, manufacturing overheard, and capital depreciation at 14% per annum. Costs omit research, marketing, and general overhead.
Solar PV | Copper Indium (G) Diselenide | U.S. | Profitable Price | Y | 2.5 | $/WDC | 2006 | 2006 | 2006 | Range: minimum | Unspecified | Modeling/Interviews | Historical | PV Technology, Performance, and Cost (2007 update) | Prometheus Institute; published through Greentech Media | http://www.gtmresearch.com/report/pv-technology-performance-and-cost-2007-update | Y | 2007 | 4 | 10 | Figure 1.2 | Y | Module costs include material, labor, manufacturing overheard, and capital depreciation at 14% per annum. Costs omit research, marketing, and general overhead.
Solar PV | Cadmium Telluride (CdTe) | U.S. | Profitable Price | Y | 2.5 | $/WDC | 2006 | 2006 | 2006 | Range: minimum | Unspecified | Modeling/Interviews | Historical | PV Technology, Performance, and Cost (2007 update) | Prometheus Institute; published through Greentech Media | http://www.gtmresearch.com/report/pv-technology-performance-and-cost-2007-update | Y | 2007 | 4 | 10 | Figure 1.2 | Y | Module costs include material, labor, manufacturing overheard, and capital depreciation at 14% per annum. Costs omit research, marketing, and general overhead.
Solar PV | Thin Film systems > 100 kW | U.S. | Installed Costs - Total | Y | 7.7 | $/WDC-STC | 2006-2007 | 2007 | 2006-2007 | Average - simple | 39 | Real data from up to 16 state or utility incentive programs in up to 12 states | Historical | Tracking the Sun: The Installed Costs of PV in the U.S. from 1998-2007 | Lawrence Berkeley National Laboratory | http://eetd.lbl.gov/ea/ems/reports/lbnl-1516e-web.pdf | Y | 2009 | 18 | 20 | Figure 14 | Corrected 5/22/2009 | Numerical values provided by author.
Solar PV |  | OR | Installed Costs - Total | Y | 8.4 | $/WDC-STC | 2006-2007 | 2007 | 2006-2007 | Average - capacity-weighted | 324 | Energy Trust of Oregon | Historical | Tracking the Sun: The Installed Costs of PV in the U.S. from 1998-2007 | Lawrence Berkeley National Laboratory | http://eetd.lbl.gov/ea/ems/reports/lbnl-1516e-web.pdf | Y | 2009 | 16 | 18 | Table 4 | Corrected 5/22/2009
Solar PV |  | PA | Installed Costs - Total | Y | 8.7 | $/WDC-STC | 2006-2007 | 2007 | 2006-2007 | Average - capacity-weighted | 67 | Sustainable Development Fund | Historical | Tracking the Sun: The Installed Costs of PV in the U.S. from 1998-2007 | Lawrence Berkeley National Laboratory | http://eetd.lbl.gov/ea/ems/reports/lbnl-1516e-web.pdf | Y | 2009 | 16 | 18 | Table 4 | Corrected 5/22/2009
Solar PV |  | WI | Installed Costs - Total | Y | 8.3 | $/WDC-STC | 2006-2007 | 2007 | 2006-2007 | Average - capacity-weighted | 162 | WI Focus on Energy | Historical | Tracking the Sun: The Installed Costs of PV in the U.S. from 1998-2007 | Lawrence Berkeley National Laboratory | http://eetd.lbl.gov/ea/ems/reports/lbnl-1516e-web.pdf | Y | 2009 | 16 | 18 | Table 4 | Corrected 5/22/2009
Solar PV | Residential | U.S. | Incentive - after-tax |  | 3.1696 | $/WDC-STC | 1998 | 2007 | 1998 | Average - capacity-weighted | 34 | Real data from up to 16 state or utility incentive programs in up to 12 states | Historical | Tracking the Sun: The Installed Costs of PV in the U.S. from 1998-2007 | Lawrence Berkeley National Laboratory | http://eetd.lbl.gov/ea/ems/reports/lbnl-1516e-web.pdf | Y | 2009 | 26 | 28 | Figure 18 | Y | Numerical values provided by author. State and utility incentives, excluding state ITCs
Solar PV | Residential | U.S. | Incentive - after-tax |  | 3.3998 | $/WDC-STC | 1999 | 2007 | 1999 | Average - capacity-weighted | 180 | Real data from up to 16 state or utility incentive programs in up to 12 states | Historical | Tracking the Sun: The Installed Costs of PV in the U.S. from 1998-2007 | Lawrence Berkeley National Laboratory | http://eetd.lbl.gov/ea/ems/reports/lbnl-1516e-web.pdf | Y | 2009 | 26 | 28 | Figure 18 | Y | Numerical values provided by author. State and utility incentives, excluding state ITCs
Solar PV | Residential | U.S. | Incentive - after-tax |  | 3.0324 | $/WDC-STC | 2000 | 2007 | 2000 | Average - capacity-weighted | 205 | Real data from up to 16 state or utility incentive programs in up to 12 states | Historical | Tracking the Sun: The Installed Costs of PV in the U.S. from 1998-2007 | Lawrence Berkeley National Laboratory | http://eetd.lbl.gov/ea/ems/reports/lbnl-1516e-web.pdf | Y | 2009 | 26 | 28 | Figure 18 | Y | Numerical values provided by author. State and utility incentives, excluding state ITCs
Solar PV | Residential | U.S. | Incentive - after-tax |  | 4.2516 | $/WDC-STC | 2001 | 2007 | 2001 | Average - capacity-weighted | 1303 | Real data from up to 16 state or utility incentive programs in up to 12 states | Historical | Tracking the Sun: The Installed Costs of PV in the U.S. from 1998-2007 | Lawrence Berkeley National Laboratory | http://eetd.lbl.gov/ea/ems/reports/lbnl-1516e-web.pdf | Y | 2009 | 26 | 28 | Figure 18 | Y | Numerical values provided by author. State and utility incentives, excluding state ITCs
Solar PV | Residential | U.S. | Incentive - after-tax |  | 4.3725 | $/WDC-STC | 2002 | 2007 | 2002 | Average - capacity-weighted | 2349 | Real data from up to 16 state or utility incentive programs in up to 12 states | Historical | Tracking the Sun: The Installed Costs of PV in the U.S. from 1998-2007 | Lawrence Berkeley National Laboratory | http://eetd.lbl.gov/ea/ems/reports/lbnl-1516e-web.pdf | Y | 2009 | 26 | 28 | Figure 18 | Y | Numerical values provided by author. State and utility incentives, excluding state ITCs
Solar PV | Residential | U.S. | Incentive - after-tax |  | 3.9351 | $/WDC-STC | 2003 | 2007 | 2003 | Average - capacity-weighted | 3076 | Real data from up to 16 state or utility incentive programs in up to 12 states | Historical | Tracking the Sun: The Installed Costs of PV in the U.S. from 1998-2007 | Lawrence Berkeley National Laboratory | http://eetd.lbl.gov/ea/ems/reports/lbnl-1516e-web.pdf | Y | 2009 | 26 | 28 | Figure 18 | Y | Numerical values provided by author. State and utility incentives, excluding state ITCs
Solar PV | Residential | U.S. | Incentive - after-tax |  | 3.539 | $/WDC-STC | 2004 | 2007 | 2004 | Average - capacity-weighted | 4862 | Real data from up to 16 state or utility incentive programs in up to 12 states | Historical | Tracking the Sun: The Installed Costs of PV in the U.S. from 1998-2007 | Lawrence Berkeley National Laboratory | http://eetd.lbl.gov/ea/ems/reports/lbnl-1516e-web.pdf | Y | 2009 | 26 | 28 | Figure 18 | Y | Numerical values provided by author. State and utility incentives, excluding state ITCs
Solar PV | Residential | U.S. | Incentive - after-tax |  | 3.1422 | $/WDC-STC | 2005 | 2007 | 2005 | Average - capacity-weighted | 4362 | Real data from up to 16 state or utility incentive programs in up to 12 states | Historical | Tracking the Sun: The Installed Costs of PV in the U.S. from 1998-2007 | Lawrence Berkeley National Laboratory | http://eetd.lbl.gov/ea/ems/reports/lbnl-1516e-web.pdf | Y | 2009 | 26 | 28 | Figure 18 | Y | Numerical values provided by author. State and utility incentives, excluding state ITCs
Solar PV | Residential | U.S. | Incentive - after-tax |  | 2.9412 | $/WDC-STC | 2006 | 2007 | 2006 | Average - capacity-weighted | 7280 | Real data from up to 16 state or utility incentive programs in up to 12 states | Historical | Tracking the Sun: The Installed Costs of PV in the U.S. from 1998-2007 | Lawrence Berkeley National Laboratory | http://eetd.lbl.gov/ea/ems/reports/lbnl-1516e-web.pdf | Y | 2009 | 26 | 28 | Figure 18 | Y | Numerical values provided by author. State and utility incentives, excluding state ITCs
Solar PV | Residential | U.S. | Incentive - after-tax |  | 2.4757 | $/WDC-STC | 2007 | 2007 | 2007 | Average - capacity-weighted | 9109 | Real data from up to 16 state or utility incentive programs in up to 12 states | Historical | Tracking the Sun: The Installed Costs of PV in the U.S. from 1998-2007 | Lawrence Berkeley National Laboratory | http://eetd.lbl.gov/ea/ems/reports/lbnl-1516e-web.pdf | Y | 2009 | 26 | 28 | Figure 18 | Y | Numerical values provided by author. State and utility incentives, excluding state ITCs
Solar PV | Commercial | U.S. | Incentive - after-tax |  | 1.9424 | $/WDC-STC | 1998 | 2007 | 1998 | Average - capacity-weighted | 5 | Real data from up to 16 state or utility incentive programs in up to 12 states | Historical | Tracking the Sun: The Installed Costs of PV in the U.S. from 1998-2007 | Lawrence Berkeley National Laboratory | http://eetd.lbl.gov/ea/ems/reports/lbnl-1516e-web.pdf | Y | 2009 | 26 | 28 | Figure 19 | Y | Numerical values provided by author. State and utility incentives, excluding state ITCs
Solar PV | Commercial | U.S. | Incentive - after-tax |  | 1.8728 | $/WDC-STC | 1999 | 2007 | 1999 | Average - capacity-weighted | 10 | Real data from up to 16 state or utility incentive programs in up to 12 states | Historical | Tracking the Sun: The Installed Costs of PV in the U.S. from 1998-2007 | Lawrence Berkeley National Laboratory | http://eetd.lbl.gov/ea/ems/reports/lbnl-1516e-web.pdf | Y | 2009 | 26 | 28 | Figure 19 | Y | Numerical values provided by author. State and utility incentives, excluding state ITCs
Solar PV | Commercial | U.S. | Incentive - after-tax |  | 1.9138 | $/WDC-STC | 2000 | 2007 | 2000 | Average - capacity-weighted | 14 | Real data from up to 16 state or utility incentive programs in up to 12 states | Historical | Tracking the Sun: The Installed Costs of PV in the U.S. from 1998-2007 | Lawrence Berkeley National Laboratory | http://eetd.lbl.gov/ea/ems/reports/lbnl-1516e-web.pdf | Y | 2009 | 26 | 28 | Figure 19 | Y | Numerical values provided by author. State and utility incentives, excluding state ITCs
Solar PV | Commercial | U.S. | Incentive - after-tax |  | 2.6089 | $/WDC-STC | 2001 | 2007 | 2001 | Average - capacity-weighted | 41 | Real data from up to 16 state or utility incentive programs in up to 12 states | Historical | Tracking the Sun: The Installed Costs of PV in the U.S. from 1998-2007 | Lawrence Berkeley National Laboratory | http://eetd.lbl.gov/ea/ems/reports/lbnl-1516e-web.pdf | Y | 2009 | 26 | 28 | Figure 19 | Y | Numerical values provided by author. State and utility incentives, excluding state ITCs
Solar PV | Commercial | U.S. | Incentive - after-tax |  | 2.643 | $/WDC-STC | 2002 | 2007 | 2002 | Average - capacity-weighted | 168 | Real data from up to 16 state or utility incentive programs in up to 12 states | Historical | Tracking the Sun: The Installed Costs of PV in the U.S. from 1998-2007 | Lawrence Berkeley National Laboratory | http://eetd.lbl.gov/ea/ems/reports/lbnl-1516e-web.pdf | Y | 2009 | 26 | 28 | Figure 19 | Y | Numerical values provided by author. State and utility incentives, excluding state ITCs
Solar PV | Commercial | U.S. | Incentive - after-tax |  | 2.3268 | $/WDC-STC | 2003 | 2007 | 2003 | Average - capacity-weighted | 388 | Real data from up to 16 state or utility incentive programs in up to 12 states | Historical | Tracking the Sun: The Installed Costs of PV in the U.S. from 1998-2007 | Lawrence Berkeley National Laboratory | http://eetd.lbl.gov/ea/ems/reports/lbnl-1516e-web.pdf | Y | 2009 | 26 | 28 | Figure 19 | Y | Numerical values provided by author. State and utility incentives, excluding state ITCs
Solar PV | Commercial | U.S. | Incentive - after-tax |  | 2.2679 | $/WDC-STC | 2004 | 2007 | 2004 | Average - capacity-weighted | 619 | Real data from up to 16 state or utility incentive programs in up to 12 states | Historical | Tracking the Sun: The Installed Costs of PV in the U.S. from 1998-2007 | Lawrence Berkeley National Laboratory | http://eetd.lbl.gov/ea/ems/reports/lbnl-1516e-web.pdf | Y | 2009 | 26 | 28 | Figure 19 | Y | Numerical values provided by author. State and utility incentives, excluding state ITCs
Solar PV | Commercial | U.S. | Incentive - after-tax |  | 2.0712 | $/WDC-STC | 2005 | 2007 | 2005 | Average - capacity-weighted | 700 | Real data from up to 16 state or utility incentive programs in up to 12 states | Historical | Tracking the Sun: The Installed Costs of PV in the U.S. from 1998-2007 | Lawrence Berkeley National Laboratory | http://eetd.lbl.gov/ea/ems/reports/lbnl-1516e-web.pdf | Y | 2009 | 26 | 28 | Figure 19 | Y | Numerical values provided by author. State and utility incentives, excluding state ITCs
Solar PV | Commercial | U.S. | Incentive - after-tax |  | 1.8938 | $/WDC-STC | 2006 | 2007 | 2006 | Average - capacity-weighted | 1030 | Real data from up to 16 state or utility incentive programs in up to 12 states | Historical | Tracking the Sun: The Installed Costs of PV in the U.S. from 1998-2007 | Lawrence Berkeley National Laboratory | http://eetd.lbl.gov/ea/ems/reports/lbnl-1516e-web.pdf | Y | 2009 | 26 | 28 | Figure 19 | Y | Numerical values provided by author. State and utility incentives, excluding state ITCs
Solar PV | Commercial | U.S. | Incentive - after-tax |  | 1.5917 | $/WDC-STC | 2007 | 2007 | 2007 | Average - capacity-weighted | 1107 | Real data from up to 16 state or utility incentive programs in up to 12 states | Historical | Tracking the Sun: The Installed Costs of PV in the U.S. from 1998-2007 | Lawrence Berkeley National Laboratory | http://eetd.lbl.gov/ea/ems/reports/lbnl-1516e-web.pdf | Y | 2009 | 26 | 28 | Figure 19 | Y | Numerical values provided by author. State and utility incentives, excluding state ITCs
Solar PV | Systems < 10 kW | U.S. | Installed Costs - Capital Costs | Y | 4.5 | $/WDC-STC | 2006-2007 | 2007 | 2006-2007 | Average - simple | 2170 | Real data from 16 state or utility incentive programs in 12 states | Historical | Tracking the Sun: The Installed Costs of PV in the U.S. from 1998-2007 | Lawrence Berkeley National Laboratory | http://eetd.lbl.gov/ea/ems/reports/lbnl-1516e-web.pdf | Y | 2009 | 19 | 21 | Figure 15 | Y | 55% of total installed costs
Solar PV | 10 kW ≤ Systems ≤ 100 kW | U.S. | Installed Costs - Capital Costs | Y | 4.2 | $/WDC-STC | 2006-2007 | 2007 | 2006-2007 | Average - simple | 145 | Real data from 16 state or utility incentive programs in 12 states | Historical | Tracking the Sun: The Installed Costs of PV in the U.S. from 1998-2007 | Lawrence Berkeley National Laboratory | http://eetd.lbl.gov/ea/ems/reports/lbnl-1516e-web.pdf | Y | 2009 | 19 | 21 | Figure 15 | Y | 52% of total installed costs
Solar PV |  | U.S. | Installed Costs - Capital Costs | Y | 4.76 | $/WDC-STC | 1998 | 2007 | 1998 | Average - capacity-weighted | Unspecified | Navigant Consulting’s Global Power Module price index | Historical | Tracking the Sun: The Installed Costs of PV in the U.S. from 1998-2007 | Lawrence Berkeley National Laboratory | http://eetd.lbl.gov/ea/ems/reports/lbnl-1516e-web.pdf | Y | 2009 | 10 | 12 | Figure 5 | Y | Numerical values provided by author.
Solar PV |  | U.S. | Installed Costs - Capital Costs | Y | 4.69 | $/WDC-STC | 1999 | 2007 | 1999 | Average - capacity-weighted | Unspecified | Navigant Consulting’s Global Power Module price index | Historical | Tracking the Sun: The Installed Costs of PV in the U.S. from 1998-2007 | Lawrence Berkeley National Laboratory | http://eetd.lbl.gov/ea/ems/reports/lbnl-1516e-web.pdf | Y | 2009 | 10 | 12 | Figure 5 | Y | Numerical values provided by author.
Solar PV |  | U.S. | Installed Costs - Capital Costs | Y | 4.56 | $/WDC-STC | 2000 | 2007 | 2000 | Average - capacity-weighted | Unspecified | Navigant Consulting’s Global Power Module price index | Historical | Tracking the Sun: The Installed Costs of PV in the U.S. from 1998-2007 | Lawrence Berkeley National Laboratory | http://eetd.lbl.gov/ea/ems/reports/lbnl-1516e-web.pdf | Y | 2009 | 10 | 12 | Figure 5 | Y | Numerical values provided by author.
Solar PV |  | U.S. | Installed Costs - Capital Costs | Y | 4.1 | $/WDC-STC | 2001 | 2007 | 2001 | Average - capacity-weighted | Unspecified | Navigant Consulting’s Global Power Module price index | Historical | Tracking the Sun: The Installed Costs of PV in the U.S. from 1998-2007 | Lawrence Berkeley National Laboratory | http://eetd.lbl.gov/ea/ems/reports/lbnl-1516e-web.pdf | Y | 2009 | 10 | 12 | Figure 5 | Y | Numerical values provided by author.
Solar PV |  | U.S. | Installed Costs - Capital Costs | Y | 3.75 | $/WDC-STC | 2002 | 2007 | 2002 | Average - capacity-weighted | Unspecified | Navigant Consulting’s Global Power Module price index | Historical | Tracking the Sun: The Installed Costs of PV in the U.S. from 1998-2007 | Lawrence Berkeley National Laboratory | http://eetd.lbl.gov/ea/ems/reports/lbnl-1516e-web.pdf | Y | 2009 | 10 | 12 | Figure 5 | Y | Numerical values provided by author.
Solar PV |  | U.S. | Installed Costs - Capital Costs | Y | 3.49 | $/WDC-STC | 2003 | 2007 | 2003 | Average - capacity-weighted | Unspecified | Navigant Consulting’s Global Power Module price index | Historical | Tracking the Sun: The Installed Costs of PV in the U.S. from 1998-2007 | Lawrence Berkeley National Laboratory | http://eetd.lbl.gov/ea/ems/reports/lbnl-1516e-web.pdf | Y | 2009 | 10 | 12 | Figure 5 | Y | Numerical values provided by author.
Solar PV |  | U.S. | Installed Costs - Capital Costs | Y | 3.68 | $/WDC-STC | 2004 | 2007 | 2004 | Average - capacity-weighted | Unspecified | Navigant Consulting’s Global Power Module price index | Historical | Tracking the Sun: The Installed Costs of PV in the U.S. from 1998-2007 | Lawrence Berkeley National Laboratory | http://eetd.lbl.gov/ea/ems/reports/lbnl-1516e-web.pdf | Y | 2009 | 10 | 12 | Figure 5 | Y | Numerical values provided by author.
Solar PV |  | U.S. | Installed Costs - Capital Costs | Y | 3.88 | $/WDC-STC | 2005 | 2007 | 2005 | Average - capacity-weighted | Unspecified | Navigant Consulting’s Global Power Module price index | Historical | Tracking the Sun: The Installed Costs of PV in the U.S. from 1998-2007 | Lawrence Berkeley National Laboratory | http://eetd.lbl.gov/ea/ems/reports/lbnl-1516e-web.pdf | Y | 2009 | 10 | 12 | Figure 5 | Y | Numerical values provided by author.
Solar PV |  | U.S. | Installed Costs - Capital Costs | Y | 4.01 | $/WDC-STC | 2006 | 2007 | 2006 | Average - capacity-weighted | Unspecified | Navigant Consulting’s Global Power Module price index | Historical | Tracking the Sun: The Installed Costs of PV in the U.S. from 1998-2007 | Lawrence Berkeley National Laboratory | http://eetd.lbl.gov/ea/ems/reports/lbnl-1516e-web.pdf | Y | 2009 | 10 | 12 | Figure 5 | Y | Numerical values provided by author.
Solar PV |  | U.S. | Installed Costs - Capital Costs | Y | 3.98 | $/WDC-STC | 2007 | 2007 | 2007 | Average - capacity-weighted | Unspecified | Navigant Consulting’s Global Power Module price index | Historical | Tracking the Sun: The Installed Costs of PV in the U.S. from 1998-2007 | Lawrence Berkeley National Laboratory | http://eetd.lbl.gov/ea/ems/reports/lbnl-1516e-web.pdf | Y | 2009 | 10 | 12 | Figure 5 | Y | Numerical values provided by author.
Solar PV | Systems < 10 kW | U.S. | Installed Costs - Excluding Capital Costs | Y | 3 | $/WDC-STC | 2006-2007 | 2007 | 2006-2007 | Average - simple | 2170 | Real data from 16 state or utility incentive programs in 12 states | Historical | Tracking the Sun: The Installed Costs of PV in the U.S. from 1998-2007 | Lawrence Berkeley National Laboratory | http://eetd.lbl.gov/ea/ems/reports/lbnl-1516e-web.pdf | Y | 2009 | 19 | 21 | Figure 15 | Y | 36% of total installed costs (overhead, profit, regulatory compliance)
Solar PV | 10 kW ≤ Systems ≤ 100 kW | U.S. | Installed Costs - Excluding Capital Costs | Y | 3.2 | $/WDC-STC | 2006-2007 | 2007 | 2006-2007 | Average - simple | 145 | Real data from 16 state or utility incentive programs in 12 states | Historical | Tracking the Sun: The Installed Costs of PV in the U.S. from 1998-2007 | Lawrence Berkeley National Laboratory | http://eetd.lbl.gov/ea/ems/reports/lbnl-1516e-web.pdf | Y | 2009 | 19 | 21 | Figure 15 | Y | 40% of total installed costs (overhead, profit, regulatory compliance)
Solar PV |  | U.S. | Installed Costs - Excluding Capital Costs | Y | 5.6927 | $/WDC-STC | 1998 | 2007 | 1998 | Average - capacity-weighted | 39 | Real data from up to 16 state or utility incentive programs in up to 12 states | Historical | Tracking the Sun: The Installed Costs of PV in the U.S. from 1998-2007 | Lawrence Berkeley National Laboratory | http://eetd.lbl.gov/ea/ems/reports/lbnl-1516e-web.pdf | Y | 2009 | 10 | 12 | Figure 5 | Y | Numerical values provided by author.
Solar PV |  | U.S. | Installed Costs - Excluding Capital Costs | Y | 6.2451 | $/WDC-STC | 1999 | 2007 | 1999 | Average - capacity-weighted | 190 | Real data from up to 16 state or utility incentive programs in up to 12 states | Historical | Tracking the Sun: The Installed Costs of PV in the U.S. from 1998-2007 | Lawrence Berkeley National Laboratory | http://eetd.lbl.gov/ea/ems/reports/lbnl-1516e-web.pdf | Y | 2009 | 10 | 12 | Figure 5 | Y | Numerical values provided by author.
Solar PV |  | U.S. | Installed Costs - Excluding Capital Costs | Y | 4.6413 | $/WDC-STC | 2000 | 2007 | 2000 | Average - capacity-weighted | 219 | Real data from up to 16 state or utility incentive programs in up to 12 states | Historical | Tracking the Sun: The Installed Costs of PV in the U.S. from 1998-2007 | Lawrence Berkeley National Laboratory | http://eetd.lbl.gov/ea/ems/reports/lbnl-1516e-web.pdf | Y | 2009 | 10 | 12 | Figure 5 | Y | Numerical values provided by author.
Solar PV |  | U.S. | Installed Costs - Excluding Capital Costs | Y | 5.448 | $/WDC-STC | 2001 | 2007 | 2001 | Average - capacity-weighted | 1344 | Real data from up to 16 state or utility incentive programs in up to 12 states | Historical | Tracking the Sun: The Installed Costs of PV in the U.S. from 1998-2007 | Lawrence Berkeley National Laboratory | http://eetd.lbl.gov/ea/ems/reports/lbnl-1516e-web.pdf | Y | 2009 | 10 | 12 | Figure 5 | Y | Numerical values provided by author.
Solar PV |  | U.S. | Installed Costs - Excluding Capital Costs | Y | 5.7737 | $/WDC-STC | 2002 | 2007 | 2002 | Average - capacity-weighted | 2523 | Real data from up to 16 state or utility incentive programs in up to 12 states | Historical | Tracking the Sun: The Installed Costs of PV in the U.S. from 1998-2007 | Lawrence Berkeley National Laboratory | http://eetd.lbl.gov/ea/ems/reports/lbnl-1516e-web.pdf | Y | 2009 | 10 | 12 | Figure 5 | Y | Numerical values provided by author.
Solar PV |  | U.S. | Installed Costs - Excluding Capital Costs | Y | 4.7032 | $/WDC-STC | 2003 | 2007 | 2003 | Average - capacity-weighted | 3471 | Real data from up to 16 state or utility incentive programs in up to 12 states | Historical | Tracking the Sun: The Installed Costs of PV in the U.S. from 1998-2007 | Lawrence Berkeley National Laboratory | http://eetd.lbl.gov/ea/ems/reports/lbnl-1516e-web.pdf | Y | 2009 | 10 | 12 | Figure 5 | Y | Numerical values provided by author.
Solar PV |  | U.S. | Installed Costs - Excluding Capital Costs | Y | 4.3222 | $/WDC-STC | 2004 | 2007 | 2004 | Average - capacity-weighted | 5497 | Real data from up to 16 state or utility incentive programs in up to 12 states | Historical | Tracking the Sun: The Installed Costs of PV in the U.S. from 1998-2007 | Lawrence Berkeley National Laboratory | http://eetd.lbl.gov/ea/ems/reports/lbnl-1516e-web.pdf | Y | 2009 | 10 | 12 | Figure 5 | Y | Numerical values provided by author.
Solar PV |  | U.S. | Installed Costs - Excluding Capital Costs | Y | 3.5379 | $/WDC-STC | 2005 | 2007 | 2005 | Average - capacity-weighted | 5084 | Real data from up to 16 state or utility incentive programs in up to 12 states | Historical | Tracking the Sun: The Installed Costs of PV in the U.S. from 1998-2007 | Lawrence Berkeley National Laboratory | http://eetd.lbl.gov/ea/ems/reports/lbnl-1516e-web.pdf | Y | 2009 | 10 | 12 | Figure 5 | Y | Numerical values provided by author.
Solar PV |  | U.S. | Installed Costs - Excluding Capital Costs | Y | 3.5464 | $/WDC-STC | 2006 | 2007 | 2006 | Average - capacity-weighted | 8354 | Real data from up to 16 state or utility incentive programs in up to 12 states | Historical | Tracking the Sun: The Installed Costs of PV in the U.S. from 1998-2007 | Lawrence Berkeley National Laboratory | http://eetd.lbl.gov/ea/ems/reports/lbnl-1516e-web.pdf | Y | 2009 | 10 | 12 | Figure 5 | Y | Numerical values provided by author.
Solar PV |  | U.S. | Installed Costs - Excluding Capital Costs | Y | 3.5901 | $/WDC-STC | 2007 | 2007 | 2007 | Average - capacity-weighted | 10271 | Real data from up to 16 state or utility incentive programs in up to 12 states | Historical | Tracking the Sun: The Installed Costs of PV in the U.S. from 1998-2007 | Lawrence Berkeley National Laboratory | http://eetd.lbl.gov/ea/ems/reports/lbnl-1516e-web.pdf | Y | 2009 | 10 | 12 | Figure 5 | Y | Numerical values provided by author.
Solar PV | Systems < 10 kW | U.S. | Installed Costs - Inverter Costs | Y | 0.7 | $/WDC-STC | 2006-2007 | 2007 | 2006-2007 | Average - simple | 2170 | Real data from 16 state or utility incentive programs in 12 states | Historical | Tracking the Sun: The Installed Costs of PV in the U.S. from 1998-2007 | Lawrence Berkeley National Laboratory | http://eetd.lbl.gov/ea/ems/reports/lbnl-1516e-web.pdf | Y | 2009 | 19 | 21 | Figure 15 | Y | 9% of total installed costs
Solar PV | 10 kW ≤ Systems ≤ 100 kW | U.S. | Installed Costs - Inverter Costs | Y | 0.6 | $/WDC-STC | 2006-2007 | 2007 | 2006-2007 | Average - simple | 145 | Real data from 16 state or utility incentive programs in 12 states | Historical | Tracking the Sun: The Installed Costs of PV in the U.S. from 1998-2007 | Lawrence Berkeley National Laboratory | http://eetd.lbl.gov/ea/ems/reports/lbnl-1516e-web.pdf | Y | 2009 | 19 | 21 | Figure 15 | Y | 8% of total installed costs
Solar PV | Thin Film systems < 10 kW | U.S. | Installed Costs - Total | Y | 8.5981 | $/WDC-STC | 2006-2007 | 2007 | 2006-2007 | Average - simple | 1166 | Real data from up to 16 state or utility incentive programs in up to 12 states | Historical | Tracking the Sun: The Installed Costs of PV in the U.S. from 1998-2007 | Lawrence Berkeley National Laboratory | http://eetd.lbl.gov/ea/ems/reports/lbnl-1516e-web.pdf | Y | 2009 | 18 | 20 | Figure 14 | Y | Numerical values provided by author. $0.5/WDC-STC more expensive than crystalline silicon systems of the same size.
Solar PV | Crystalline silicon systems < 10 kW | U.S. | Installed Costs - Total | Y | 8.1139 | $/WDC-STC | 2006-2007 | 2007 | 2006-2007 | Average - simple | 13882 | Real data from up to 16 state or utility incentive programs in up to 12 states | Historical | Tracking the Sun: The Installed Costs of PV in the U.S. from 1998-2007 | Lawrence Berkeley National Laboratory | http://eetd.lbl.gov/ea/ems/reports/lbnl-1516e-web.pdf | Y | 2009 | 18 | 20 | Figure 14 | Y | Numerical values provided by author.
Solar PV | 10 kW ≤ Thin film systems ≤ 100 kW | U.S. | Installed Costs - Total | Y | 7.8894 | $/WDC-STC | 2006-2007 | 2007 | 2006-2007 | Average - simple | 129 | Real data from up to 16 state or utility incentive programs in up to 12 states | Historical | Tracking the Sun: The Installed Costs of PV in the U.S. from 1998-2007 | Lawrence Berkeley National Laboratory | http://eetd.lbl.gov/ea/ems/reports/lbnl-1516e-web.pdf | Y | 2009 | 18 | 20 | Figure 14 | Y | Numerical values provided by author.
Solar PV | 10 kW ≤ Crystalline silicon systems ≤ 100 kW | U.S. | Installed Costs - Total | Y | 7.7701 | $/WDC-STC | 2006-2007 | 2007 | 2006-2007 | Average - simple | 1739 | Real data from up to 16 state or utility incentive programs in up to 12 states | Historical | Tracking the Sun: The Installed Costs of PV in the U.S. from 1998-2007 | Lawrence Berkeley National Laboratory | http://eetd.lbl.gov/ea/ems/reports/lbnl-1516e-web.pdf | Y | 2009 | 18 | 20 | Figure 14 | Y | Numerical values provided by author.
Solar PV | Crystalline silicon systems > 100 kW | U.S. | Installed Costs - Total | Y | 7.095 | $/WDC-STC | 2006-2007 | 2007 | 2006-2007 | Average - simple | 178 | Real data from up to 16 state or utility incentive programs in up to 12 states | Historical | Tracking the Sun: The Installed Costs of PV in the U.S. from 1998-2007 | Lawrence Berkeley National Laboratory | http://eetd.lbl.gov/ea/ems/reports/lbnl-1516e-web.pdf | Y | 2009 | 18 | 20 | Figure 14 | Y | Numerical values provided by author.
Solar PV | Thin Film systems < 10 kW | U.S. | Installed Costs - Total | Y | 1.5596 | $/WDC-STC | 2006-2007 | 2007 | 2006-2007 | Standard deviation | 1166 | Real data from up to 16 state or utility incentive programs in up to 12 states | Historical | Tracking the Sun: The Installed Costs of PV in the U.S. from 1998-2007 | Lawrence Berkeley National Laboratory | http://eetd.lbl.gov/ea/ems/reports/lbnl-1516e-web.pdf | Y | 2009 | 18 | 20 | Figure 14 | Y | Numerical values provided by author. $0.5/WDC-STC more expensive than crystalline silicon systems of the same size.
Solar PV | Crystalline silicon systems < 10 kW | U.S. | Installed Costs - Total | Y | 1.3263 | $/WDC-STC | 2006-2007 | 2007 | 2006-2007 | Standard deviation | 13882 | Real data from up to 16 state or utility incentive programs in up to 12 states | Historical | Tracking the Sun: The Installed Costs of PV in the U.S. from 1998-2007 | Lawrence Berkeley National Laboratory | http://eetd.lbl.gov/ea/ems/reports/lbnl-1516e-web.pdf | Y | 2009 | 18 | 20 | Figure 14 | Y | Numerical values provided by author.
Solar PV | 10 kW ≤ Thin film systems ≤ 100 kW | U.S. | Installed Costs - Total | Y | 1.2773 | $/WDC-STC | 2006-2007 | 2007 | 2006-2007 | Standard deviation | 129 | Real data from up to 16 state or utility incentive programs in up to 12 states | Historical | Tracking the Sun: The Installed Costs of PV in the U.S. from 1998-2007 | Lawrence Berkeley National Laboratory | http://eetd.lbl.gov/ea/ems/reports/lbnl-1516e-web.pdf | Y | 2009 | 18 | 20 | Figure 14 | Y | Numerical values provided by author.
Solar PV | 10 kW ≤ Crystalline silicon systems ≤ 100 kW | U.S. | Installed Costs - Total | Y | 1.5291 | $/WDC-STC | 2006-2007 | 2007 | 2006-2007 | Standard deviation | 1739 | Real data from up to 16 state or utility incentive programs in up to 12 states | Historical | Tracking the Sun: The Installed Costs of PV in the U.S. from 1998-2007 | Lawrence Berkeley National Laboratory | http://eetd.lbl.gov/ea/ems/reports/lbnl-1516e-web.pdf | Y | 2009 | 18 | 20 | Figure 14 | Y | Numerical values provided by author.
Solar PV | Thin Film systems > 100 kW | U.S. | Installed Costs - Total | Y | 3.4119 | $/WDC-STC | 2006-2007 | 2007 | 2006-2007 | Standard deviation | 39 | Real data from up to 16 state or utility incentive programs in up to 12 states | Historical | Tracking the Sun: The Installed Costs of PV in the U.S. from 1998-2007 | Lawrence Berkeley National Laboratory | http://eetd.lbl.gov/ea/ems/reports/lbnl-1516e-web.pdf | Y | 2009 | 18 | 20 | Figure 14 | Y | Numerical values provided by author.
Solar PV | Crystalline silicon systems > 100 kW | U.S. | Installed Costs - Total | Y | 0.97691 | $/WDC-STC | 2006-2007 | 2007 | 2006-2007 | Standard deviation | 178 | Real data from up to 16 state or utility incentive programs in up to 12 states | Historical | Tracking the Sun: The Installed Costs of PV in the U.S. from 1998-2007 | Lawrence Berkeley National Laboratory | http://eetd.lbl.gov/ea/ems/reports/lbnl-1516e-web.pdf | Y | 2009 | 18 | 20 | Figure 14 | Y | Numerical values provided by author.
Solar PV | Residential | U.S. | Installed Costs - Total | N | 8.6839 | $/WDC-STC | 1998 | 2007 | 1998 | Average - capacity-weighted | 34 | Real data from up to 16 state or utility incentive programs in up to 12 states | Historical | Tracking the Sun: The Installed Costs of PV in the U.S. from 1998-2007 | Lawrence Berkeley National Laboratory | http://eetd.lbl.gov/ea/ems/reports/lbnl-1516e-web.pdf | Y | 2009 | 26 | 28 | Figure 18 | Y | Numerical values provided by author.
Solar PV | Residential | U.S. | Installed Costs - Total | N | 8.1923 | $/WDC-STC | 1999 | 2007 | 1999 | Average - capacity-weighted | 180 | Real data from up to 16 state or utility incentive programs in up to 12 states | Historical | Tracking the Sun: The Installed Costs of PV in the U.S. from 1998-2007 | Lawrence Berkeley National Laboratory | http://eetd.lbl.gov/ea/ems/reports/lbnl-1516e-web.pdf | Y | 2009 | 26 | 28 | Figure 18 | Y | Numerical values provided by author.
Solar PV | Residential | U.S. | Installed Costs - Total | N | 7.6638 | $/WDC-STC | 2000 | 2007 | 2000 | Average - capacity-weighted | 205 | Real data from up to 16 state or utility incentive programs in up to 12 states | Historical | Tracking the Sun: The Installed Costs of PV in the U.S. from 1998-2007 | Lawrence Berkeley National Laboratory | http://eetd.lbl.gov/ea/ems/reports/lbnl-1516e-web.pdf | Y | 2009 | 26 | 28 | Figure 18 | Y | Numerical values provided by author.
Solar PV | Residential | U.S. | Installed Costs - Total | N | 5.3483 | $/WDC-STC | 2001 | 2007 | 2001 | Average - capacity-weighted | 1303 | Real data from up to 16 state or utility incentive programs in up to 12 states | Historical | Tracking the Sun: The Installed Costs of PV in the U.S. from 1998-2007 | Lawrence Berkeley National Laboratory | http://eetd.lbl.gov/ea/ems/reports/lbnl-1516e-web.pdf | Y | 2009 | 26 | 28 | Figure 18 | Y | Numerical values provided by author.
Solar PV | Residential | U.S. | Installed Costs - Total | N | 5.1596 | $/WDC-STC | 2002 | 2007 | 2002 | Average - capacity-weighted | 2349 | Real data from up to 16 state or utility incentive programs in up to 12 states | Historical | Tracking the Sun: The Installed Costs of PV in the U.S. from 1998-2007 | Lawrence Berkeley National Laboratory | http://eetd.lbl.gov/ea/ems/reports/lbnl-1516e-web.pdf | Y | 2009 | 26 | 28 | Figure 18 | Y | Numerical values provided by author.
Solar PV | Residential | U.S. | Installed Costs - Total | N | 4.615 | $/WDC-STC | 2003 | 2007 | 2003 | Average - capacity-weighted | 3076 | Real data from up to 16 state or utility incentive programs in up to 12 states | Historical | Tracking the Sun: The Installed Costs of PV in the U.S. from 1998-2007 | Lawrence Berkeley National Laboratory | http://eetd.lbl.gov/ea/ems/reports/lbnl-1516e-web.pdf | Y | 2009 | 26 | 28 | Figure 18 | Y | Numerical values provided by author.
Solar PV | Residential | U.S. | Installed Costs - Total | N | 4.5247 | $/WDC-STC | 2004 | 2007 | 2004 | Average - capacity-weighted | 4862 | Real data from up to 16 state or utility incentive programs in up to 12 states | Historical | Tracking the Sun: The Installed Costs of PV in the U.S. from 1998-2007 | Lawrence Berkeley National Laboratory | http://eetd.lbl.gov/ea/ems/reports/lbnl-1516e-web.pdf | Y | 2009 | 26 | 28 | Figure 18 | Y | Numerical values provided by author.
Solar PV | Residential | U.S. | Installed Costs - Total | N | 4.6012 | $/WDC-STC | 2005 | 2007 | 2005 | Average - capacity-weighted | 4362 | Real data from up to 16 state or utility incentive programs in up to 12 states | Historical | Tracking the Sun: The Installed Costs of PV in the U.S. from 1998-2007 | Lawrence Berkeley National Laboratory | http://eetd.lbl.gov/ea/ems/reports/lbnl-1516e-web.pdf | Y | 2009 | 26 | 28 | Figure 18 | Y | Numerical values provided by author.
Solar PV | Residential | U.S. | Installed Costs - Total | N | 4.5627 | $/WDC-STC | 2006 | 2007 | 2006 | Average - capacity-weighted | 7280 | Real data from up to 16 state or utility incentive programs in up to 12 states | Historical | Tracking the Sun: The Installed Costs of PV in the U.S. from 1998-2007 | Lawrence Berkeley National Laboratory | http://eetd.lbl.gov/ea/ems/reports/lbnl-1516e-web.pdf | Y | 2009 | 26 | 28 | Figure 18 | Y | Numerical values provided by author.
Solar PV | Residential | U.S. | Installed Costs - Total | N | 5.1179 | $/WDC-STC | 2007 | 2007 | 2007 | Average - capacity-weighted | 9109 | Real data from up to 16 state or utility incentive programs in up to 12 states | Historical | Tracking the Sun: The Installed Costs of PV in the U.S. from 1998-2007 | Lawrence Berkeley National Laboratory | http://eetd.lbl.gov/ea/ems/reports/lbnl-1516e-web.pdf | Y | 2009 | 26 | 28 | Figure 18 | Y | Numerical values provided by author.
Solar PV | Residential | U.S. | Installed Costs - Total | Y | 11.8535 | $/WDC-STC | 1998 | 2007 | 1998 | Average - capacity-weighted | 34 | Real data from up to 16 state or utility incentive programs in up to 12 states | Historical | Tracking the Sun: The Installed Costs of PV in the U.S. from 1998-2007 | Lawrence Berkeley National Laboratory | http://eetd.lbl.gov/ea/ems/reports/lbnl-1516e-web.pdf | Y | 2009 | 26 | 28 | Figure 18 | Y | Numerical values provided by author.
Solar PV | Residential | U.S. | Installed Costs - Total | Y | 11.5921 | $/WDC-STC | 1999 | 2007 | 1999 | Average - capacity-weighted | 180 | Real data from up to 16 state or utility incentive programs in up to 12 states | Historical | Tracking the Sun: The Installed Costs of PV in the U.S. from 1998-2007 | Lawrence Berkeley National Laboratory | http://eetd.lbl.gov/ea/ems/reports/lbnl-1516e-web.pdf | Y | 2009 | 26 | 28 | Figure 18 | Y | Numerical values provided by author.
Solar PV | Residential | U.S. | Installed Costs - Total | Y | 10.6962 | $/WDC-STC | 2000 | 2007 | 2000 | Average - capacity-weighted | 205 | Real data from up to 16 state or utility incentive programs in up to 12 states | Historical | Tracking the Sun: The Installed Costs of PV in the U.S. from 1998-2007 | Lawrence Berkeley National Laboratory | http://eetd.lbl.gov/ea/ems/reports/lbnl-1516e-web.pdf | Y | 2009 | 26 | 28 | Figure 18 | Y | Numerical values provided by author.
Solar PV | Residential | U.S. | Installed Costs - Total | Y | 10.1769 | $/WDC-STC | 2001 | 2007 | 2001 | Average - capacity-weighted | 1303 | Real data from up to 16 state or utility incentive programs in up to 12 states | Historical | Tracking the Sun: The Installed Costs of PV in the U.S. from 1998-2007 | Lawrence Berkeley National Laboratory | http://eetd.lbl.gov/ea/ems/reports/lbnl-1516e-web.pdf | Y | 2009 | 26 | 28 | Figure 18 | Y | Numerical values provided by author.
Solar PV | Residential | U.S. | Installed Costs - Total | Y | 10.0856 | $/WDC-STC | 2002 | 2007 | 2002 | Average - capacity-weighted | 2349 | Real data from up to 16 state or utility incentive programs in up to 12 states | Historical | Tracking the Sun: The Installed Costs of PV in the U.S. from 1998-2007 | Lawrence Berkeley National Laboratory | http://eetd.lbl.gov/ea/ems/reports/lbnl-1516e-web.pdf | Y | 2009 | 26 | 28 | Figure 18 | Y | Numerical values provided by author.
Solar PV | Residential | U.S. | Installed Costs - Total | Y | 9.0313 | $/WDC-STC | 2003 | 2007 | 2003 | Average - capacity-weighted | 3076 | Real data from up to 16 state or utility incentive programs in up to 12 states | Historical | Tracking the Sun: The Installed Costs of PV in the U.S. from 1998-2007 | Lawrence Berkeley National Laboratory | http://eetd.lbl.gov/ea/ems/reports/lbnl-1516e-web.pdf | Y | 2009 | 26 | 28 | Figure 18 | Y | Numerical values provided by author.
Solar PV | Residential | U.S. | Installed Costs - Total | Y | 8.2898 | $/WDC-STC | 2004 | 2007 | 2004 | Average - capacity-weighted | 4862 | Real data from up to 16 state or utility incentive programs in up to 12 states | Historical | Tracking the Sun: The Installed Costs of PV in the U.S. from 1998-2007 | Lawrence Berkeley National Laboratory | http://eetd.lbl.gov/ea/ems/reports/lbnl-1516e-web.pdf | Y | 2009 | 26 | 28 | Figure 18 | Y | Numerical values provided by author.
Solar PV | Residential | U.S. | Installed Costs - Total | Y | 7.9689 | $/WDC-STC | 2005 | 2007 | 2005 | Average - capacity-weighted | 4362 | Real data from up to 16 state or utility incentive programs in up to 12 states | Historical | Tracking the Sun: The Installed Costs of PV in the U.S. from 1998-2007 | Lawrence Berkeley National Laboratory | http://eetd.lbl.gov/ea/ems/reports/lbnl-1516e-web.pdf | Y | 2009 | 26 | 28 | Figure 18 | Y | Numerical values provided by author.
Solar PV | Residential | U.S. | Installed Costs - Total | Y | 8.1123 | $/WDC-STC | 2006 | 2007 | 2006 | Average - capacity-weighted | 7280 | Real data from up to 16 state or utility incentive programs in up to 12 states | Historical | Tracking the Sun: The Installed Costs of PV in the U.S. from 1998-2007 | Lawrence Berkeley National Laboratory | http://eetd.lbl.gov/ea/ems/reports/lbnl-1516e-web.pdf | Y | 2009 | 26 | 28 | Figure 18 | Y | Numerical values provided by author.
Solar PV | Residential | U.S. | Installed Costs - Total | Y | 8.1931 | $/WDC-STC | 2007 | 2007 | 2007 | Average - capacity-weighted | 9109 | Real data from up to 16 state or utility incentive programs in up to 12 states | Historical | Tracking the Sun: The Installed Costs of PV in the U.S. from 1998-2007 | Lawrence Berkeley National Laboratory | http://eetd.lbl.gov/ea/ems/reports/lbnl-1516e-web.pdf | Y | 2009 | 26 | 28 | Figure 18 | Y | Numerical values provided by author.
Solar PV | Commercial | U.S. | Installed Costs - Total | N | 8.4846 | $/WDC-STC | 1998 | 2007 | 1998 | Average - capacity-weighted | 5 | Real data from up to 16 state or utility incentive programs in up to 12 states | Historical | Tracking the Sun: The Installed Costs of PV in the U.S. from 1998-2007 | Lawrence Berkeley National Laboratory | http://eetd.lbl.gov/ea/ems/reports/lbnl-1516e-web.pdf | Y | 2009 | 26 | 28 | Figure 19 | Y | Numerical values provided by author.
Solar PV | Commercial | U.S. | Installed Costs - Total | N | 7.6738 | $/WDC-STC | 1999 | 2007 | 1999 | Average - capacity-weighted | 10 | Real data from up to 16 state or utility incentive programs in up to 12 states | Historical | Tracking the Sun: The Installed Costs of PV in the U.S. from 1998-2007 | Lawrence Berkeley National Laboratory | http://eetd.lbl.gov/ea/ems/reports/lbnl-1516e-web.pdf | Y | 2009 | 26 | 28 | Figure 19 | Y | Numerical values provided by author.
Solar PV | Commercial | U.S. | Installed Costs - Total | N | 6.4844 | $/WDC-STC | 2000 | 2007 | 2000 | Average - capacity-weighted | 14 | Real data from up to 16 state or utility incentive programs in up to 12 states | Historical | Tracking the Sun: The Installed Costs of PV in the U.S. from 1998-2007 | Lawrence Berkeley National Laboratory | http://eetd.lbl.gov/ea/ems/reports/lbnl-1516e-web.pdf | Y | 2009 | 26 | 28 | Figure 19 | Y | Numerical values provided by author.
Solar PV | Commercial | U.S. | Installed Costs - Total | N | 5.5503 | $/WDC-STC | 2001 | 2007 | 2001 | Average - capacity-weighted | 41 | Real data from up to 16 state or utility incentive programs in up to 12 states | Historical | Tracking the Sun: The Installed Costs of PV in the U.S. from 1998-2007 | Lawrence Berkeley National Laboratory | http://eetd.lbl.gov/ea/ems/reports/lbnl-1516e-web.pdf | Y | 2009 | 26 | 28 | Figure 19 | Y | Numerical values provided by author.
Solar PV | Commercial | U.S. | Installed Costs - Total | N | 5.682 | $/WDC-STC | 2002 | 2007 | 2002 | Average - capacity-weighted | 168 | Real data from up to 16 state or utility incentive programs in up to 12 states | Historical | Tracking the Sun: The Installed Costs of PV in the U.S. from 1998-2007 | Lawrence Berkeley National Laboratory | http://eetd.lbl.gov/ea/ems/reports/lbnl-1516e-web.pdf | Y | 2009 | 26 | 28 | Figure 19 | Y | Numerical values provided by author.
Solar PV | Commercial | U.S. | Installed Costs - Total | N | 4.9205 | $/WDC-STC | 2003 | 2007 | 2003 | Average - capacity-weighted | 388 | Real data from up to 16 state or utility incentive programs in up to 12 states | Historical | Tracking the Sun: The Installed Costs of PV in the U.S. from 1998-2007 | Lawrence Berkeley National Laboratory | http://eetd.lbl.gov/ea/ems/reports/lbnl-1516e-web.pdf | Y | 2009 | 26 | 28 | Figure 19 | Y | Numerical values provided by author.
Solar PV | Commercial | U.S. | Installed Costs - Total | N | 4.7553 | $/WDC-STC | 2004 | 2007 | 2004 | Average - capacity-weighted | 619 | Real data from up to 16 state or utility incentive programs in up to 12 states | Historical | Tracking the Sun: The Installed Costs of PV in the U.S. from 1998-2007 | Lawrence Berkeley National Laboratory | http://eetd.lbl.gov/ea/ems/reports/lbnl-1516e-web.pdf | Y | 2009 | 26 | 28 | Figure 19 | Y | Numerical values provided by author.
Solar PV | Commercial | U.S. | Installed Costs - Total | N | 4.6341 | $/WDC-STC | 2005 | 2007 | 2005 | Average - capacity-weighted | 700 | Real data from up to 16 state or utility incentive programs in up to 12 states | Historical | Tracking the Sun: The Installed Costs of PV in the U.S. from 1998-2007 | Lawrence Berkeley National Laboratory | http://eetd.lbl.gov/ea/ems/reports/lbnl-1516e-web.pdf | Y | 2009 | 26 | 28 | Figure 19 | Y | Numerical values provided by author.
Solar PV | Commercial | U.S. | Installed Costs - Total | N | 3.5273 | $/WDC-STC | 2006 | 2007 | 2006 | Average - capacity-weighted | 1030 | Real data from up to 16 state or utility incentive programs in up to 12 states | Historical | Tracking the Sun: The Installed Costs of PV in the U.S. from 1998-2007 | Lawrence Berkeley National Laboratory | http://eetd.lbl.gov/ea/ems/reports/lbnl-1516e-web.pdf | Y | 2009 | 26 | 28 | Figure 19 | Y | Numerical values provided by author.
Solar PV | Commercial | U.S. | Installed Costs - Total | N | 3.8452 | $/WDC-STC | 2007 | 2007 | 2007 | Average - capacity-weighted | 1107 | Real data from up to 16 state or utility incentive programs in up to 12 states | Historical | Tracking the Sun: The Installed Costs of PV in the U.S. from 1998-2007 | Lawrence Berkeley National Laboratory | http://eetd.lbl.gov/ea/ems/reports/lbnl-1516e-web.pdf | Y | 2009 | 26 | 28 | Figure 19 | Y | Numerical values provided by author.
Solar PV | Commercial | U.S. | Installed Costs - Total | Y | 11.5856 | $/WDC-STC | 1998 | 2007 | 1998 | Average - capacity-weighted | 5 | Real data from up to 16 state or utility incentive programs in up to 12 states | Historical | Tracking the Sun: The Installed Costs of PV in the U.S. from 1998-2007 | Lawrence Berkeley National Laboratory | http://eetd.lbl.gov/ea/ems/reports/lbnl-1516e-web.pdf | Y | 2009 | 26 | 28 | Figure 19 | Y | Numerical values provided by author.
Solar PV | Commercial | U.S. | Installed Costs - Total | Y | 10.6073 | $/WDC-STC | 1999 | 2007 | 1999 | Average - capacity-weighted | 10 | Real data from up to 16 state or utility incentive programs in up to 12 states | Historical | Tracking the Sun: The Installed Costs of PV in the U.S. from 1998-2007 | Lawrence Berkeley National Laboratory | http://eetd.lbl.gov/ea/ems/reports/lbnl-1516e-web.pdf | Y | 2009 | 26 | 28 | Figure 19 | Y | Numerical values provided by author.
Solar PV | Commercial | U.S. | Installed Costs - Total | Y | 9.3312 | $/WDC-STC | 2000 | 2007 | 2000 | Average - capacity-weighted | 14 | Real data from up to 16 state or utility incentive programs in up to 12 states | Historical | Tracking the Sun: The Installed Costs of PV in the U.S. from 1998-2007 | Lawrence Berkeley National Laboratory | http://eetd.lbl.gov/ea/ems/reports/lbnl-1516e-web.pdf | Y | 2009 | 26 | 28 | Figure 19 | Y | Numerical values provided by author.
Solar PV | Commercial | U.S. | Installed Costs - Total | Y | 9.5877 | $/WDC-STC | 2001 | 2007 | 2001 | Average - capacity-weighted | 41 | Real data from up to 16 state or utility incentive programs in up to 12 states | Historical | Tracking the Sun: The Installed Costs of PV in the U.S. from 1998-2007 | Lawrence Berkeley National Laboratory | http://eetd.lbl.gov/ea/ems/reports/lbnl-1516e-web.pdf | Y | 2009 | 26 | 28 | Figure 19 | Y | Numerical values provided by author.
Solar PV | Commercial | U.S. | Installed Costs - Total | Y | 9.7747 | $/WDC-STC | 2002 | 2007 | 2002 | Average - capacity-weighted | 168 | Real data from up to 16 state or utility incentive programs in up to 12 states | Historical | Tracking the Sun: The Installed Costs of PV in the U.S. from 1998-2007 | Lawrence Berkeley National Laboratory | http://eetd.lbl.gov/ea/ems/reports/lbnl-1516e-web.pdf | Y | 2009 | 26 | 28 | Figure 19 | Y | Numerical values provided by author.
Solar PV | Commercial | U.S. | Installed Costs - Total | Y | 8.4825 | $/WDC-STC | 2003 | 2007 | 2003 | Average - capacity-weighted | 388 | Real data from up to 16 state or utility incentive programs in up to 12 states | Historical | Tracking the Sun: The Installed Costs of PV in the U.S. from 1998-2007 | Lawrence Berkeley National Laboratory | http://eetd.lbl.gov/ea/ems/reports/lbnl-1516e-web.pdf | Y | 2009 | 26 | 28 | Figure 19 | Y | Numerical values provided by author.
Solar PV | Commercial | U.S. | Installed Costs - Total | Y | 8.0364 | $/WDC-STC | 2004 | 2007 | 2004 | Average - capacity-weighted | 619 | Real data from up to 16 state or utility incentive programs in up to 12 states | Historical | Tracking the Sun: The Installed Costs of PV in the U.S. from 1998-2007 | Lawrence Berkeley National Laboratory | http://eetd.lbl.gov/ea/ems/reports/lbnl-1516e-web.pdf | Y | 2009 | 26 | 28 | Figure 19 | Y | Numerical values provided by author.
Solar PV | Commercial | U.S. | Installed Costs - Total | Y | 7.6869 | $/WDC-STC | 2005 | 2007 | 2005 | Average - capacity-weighted | 700 | Real data from up to 16 state or utility incentive programs in up to 12 states | Historical | Tracking the Sun: The Installed Costs of PV in the U.S. from 1998-2007 | Lawrence Berkeley National Laboratory | http://eetd.lbl.gov/ea/ems/reports/lbnl-1516e-web.pdf | Y | 2009 | 26 | 28 | Figure 19 | Y | Numerical values provided by author.
Solar PV | Commercial | U.S. | Installed Costs - Total | Y | 7.8018 | $/WDC-STC | 2006 | 2007 | 2006 | Average - capacity-weighted | 1030 | Real data from up to 16 state or utility incentive programs in up to 12 states | Historical | Tracking the Sun: The Installed Costs of PV in the U.S. from 1998-2007 | Lawrence Berkeley National Laboratory | http://eetd.lbl.gov/ea/ems/reports/lbnl-1516e-web.pdf | Y | 2009 | 26 | 28 | Figure 19 | Y | Numerical values provided by author.
Solar PV | Commercial | U.S. | Installed Costs - Total | Y | 7.9134 | $/WDC-STC | 2007 | 2007 | 2007 | Average - capacity-weighted | 1107 | Real data from up to 16 state or utility incentive programs in up to 12 states | Historical | Tracking the Sun: The Installed Costs of PV in the U.S. from 1998-2007 | Lawrence Berkeley National Laboratory | http://eetd.lbl.gov/ea/ems/reports/lbnl-1516e-web.pdf | Y | 2009 | 26 | 28 | Figure 19 | Y | Numerical values provided by author.
Solar PV |  | U.S. | Installed Costs - Total | Y | 10.5 | $/WDC-STC | 1998 | 2007 | 1998 | Average - capacity-weighted | 39 | Real data from up to 16 state or utility incentive programs in up to 12 states | Historical | Tracking the Sun: The Installed Costs of PV in the U.S. from 1998-2007 | Lawrence Berkeley National Laboratory | http://eetd.lbl.gov/ea/ems/reports/lbnl-1516e-web.pdf | Y | 2009 | 9 | 11 | Figure 4 | Y | Numerical values provided by author.
Solar PV |  | U.S. | Installed Costs - Total | Y | 11.8 | $/WDC-STC | 1998 | 2007 | 1998 | Average - simple | 39 | Real data from up to 16 state or utility incentive programs in up to 12 states | Historical | Tracking the Sun: The Installed Costs of PV in the U.S. from 1998-2007 | Lawrence Berkeley National Laboratory | http://eetd.lbl.gov/ea/ems/reports/lbnl-1516e-web.pdf | Y | 2009 | 9 | 11 | Figure 4 | Y | Numerical values provided by author.
Solar PV |  | U.S. | Installed Costs - Total | Y | 3.7365 | $/WDC-STC | 1998 | 2007 | 1998 | Standard deviation | 39 | Real data from up to 16 state or utility incentive programs in up to 12 states | Historical | Tracking the Sun: The Installed Costs of PV in the U.S. from 1998-2007 | Lawrence Berkeley National Laboratory | http://eetd.lbl.gov/ea/ems/reports/lbnl-1516e-web.pdf | Y | 2009 | 9 | 11 | Figure 4 | Y | Numerical values provided by author.
Solar PV |  | U.S. | Installed Costs - Total | Y | 10.9 | $/WDC-STC | 1999 | 2007 | 1999 | Average - capacity-weighted | 190 | Real data from up to 16 state or utility incentive programs in up to 12 states | Historical | Tracking the Sun: The Installed Costs of PV in the U.S. from 1998-2007 | Lawrence Berkeley National Laboratory | http://eetd.lbl.gov/ea/ems/reports/lbnl-1516e-web.pdf | Y | 2009 | 9 | 11 | Figure 4 | Y | Numerical values provided by author.
Solar PV |  | U.S. | Installed Costs - Total | Y | 11.5403 | $/WDC-STC | 1999 | 2007 | 1999 | Average - simple | 190 | Real data from up to 16 state or utility incentive programs in up to 12 states | Historical | Tracking the Sun: The Installed Costs of PV in the U.S. from 1998-2007 | Lawrence Berkeley National Laboratory | http://eetd.lbl.gov/ea/ems/reports/lbnl-1516e-web.pdf | Y | 2009 | 9 | 11 | Figure 4 | Y | Numerical values provided by author.
Solar PV |  | U.S. | Installed Costs - Total | Y | 3.9051 | $/WDC-STC | 1999 | 2007 | 1999 | Standard deviation | 190 | Real data from up to 16 state or utility incentive programs in up to 12 states | Historical | Tracking the Sun: The Installed Costs of PV in the U.S. from 1998-2007 | Lawrence Berkeley National Laboratory | http://eetd.lbl.gov/ea/ems/reports/lbnl-1516e-web.pdf | Y | 2009 | 9 | 11 | Figure 4 | Y | Numerical values provided by author.
Solar PV |  | U.S. | Installed Costs - Total | Y | 9.2 | $/WDC-STC | 2000 | 2007 | 2000 | Average - capacity-weighted | 219 | Real data from up to 16 state or utility incentive programs in up to 12 states | Historical | Tracking the Sun: The Installed Costs of PV in the U.S. from 1998-2007 | Lawrence Berkeley National Laboratory | http://eetd.lbl.gov/ea/ems/reports/lbnl-1516e-web.pdf | Y | 2009 | 9 | 11 | Figure 4 | Y | Numerical values provided by author.
Solar PV |  | U.S. | Installed Costs - Total | Y | 10.609 | $/WDC-STC | 2000 | 2007 | 2000 | Average - simple | 219 | Real data from up to 16 state or utility incentive programs in up to 12 states | Historical | Tracking the Sun: The Installed Costs of PV in the U.S. from 1998-2007 | Lawrence Berkeley National Laboratory | http://eetd.lbl.gov/ea/ems/reports/lbnl-1516e-web.pdf | Y | 2009 | 9 | 11 | Figure 4 | Y | Numerical values provided by author.
Solar PV |  | U.S. | Installed Costs - Total | Y | 3.8368 | $/WDC-STC | 2000 | 2007 | 2000 | Standard deviation | 219 | Real data from up to 16 state or utility incentive programs in up to 12 states | Historical | Tracking the Sun: The Installed Costs of PV in the U.S. from 1998-2007 | Lawrence Berkeley National Laboratory | http://eetd.lbl.gov/ea/ems/reports/lbnl-1516e-web.pdf | Y | 2009 | 9 | 11 | Figure 4 | Y | Numerical values provided by author.
Solar PV |  | U.S. | Installed Costs - Total | Y | 9.548 | $/WDC-STC | 2001 | 2007 | 2001 | Average - capacity-weighted | 1344 | Real data from up to 16 state or utility incentive programs in up to 12 states | Historical | Tracking the Sun: The Installed Costs of PV in the U.S. from 1998-2007 | Lawrence Berkeley National Laboratory | http://eetd.lbl.gov/ea/ems/reports/lbnl-1516e-web.pdf | Y | 2009 | 9 | 11 | Figure 4 | Y | Numerical values provided by author.
Solar PV |  | U.S. | Installed Costs - Total | Y | 10.1589 | $/WDC-STC | 2001 | 2007 | 2001 | Average - simple | 1344 | Real data from up to 16 state or utility incentive programs in up to 12 states | Historical | Tracking the Sun: The Installed Costs of PV in the U.S. from 1998-2007 | Lawrence Berkeley National Laboratory | http://eetd.lbl.gov/ea/ems/reports/lbnl-1516e-web.pdf | Y | 2009 | 9 | 11 | Figure 4 | Y | Numerical values provided by author.
Solar PV |  | U.S. | Installed Costs - Total | Y | 2.5398 | $/WDC-STC | 2001 | 2007 | 2001 | Standard deviation | 1344 | Real data from up to 16 state or utility incentive programs in up to 12 states | Historical | Tracking the Sun: The Installed Costs of PV in the U.S. from 1998-2007 | Lawrence Berkeley National Laboratory | http://eetd.lbl.gov/ea/ems/reports/lbnl-1516e-web.pdf | Y | 2009 | 9 | 11 | Figure 4 | Y | Numerical values provided by author.
Solar PV |  | U.S. | Installed Costs - Total | Y | 9.5237 | $/WDC-STC | 2002 | 2007 | 2002 | Average - capacity-weighted | 2523 | Real data from up to 16 state or utility incentive programs in up to 12 states | Historical | Tracking the Sun: The Installed Costs of PV in the U.S. from 1998-2007 | Lawrence Berkeley National Laboratory | http://eetd.lbl.gov/ea/ems/reports/lbnl-1516e-web.pdf | Y | 2009 | 9 | 11 | Figure 4 | Y | Numerical values provided by author.
Solar PV |  | U.S. | Installed Costs - Total | Y | 10.0798 | $/WDC-STC | 2002 | 2007 | 2002 | Average - simple | 2523 | Real data from up to 16 state or utility incentive programs in up to 12 states | Historical | Tracking the Sun: The Installed Costs of PV in the U.S. from 1998-2007 | Lawrence Berkeley National Laboratory | http://eetd.lbl.gov/ea/ems/reports/lbnl-1516e-web.pdf | Y | 2009 | 9 | 11 | Figure 4 | Y | Numerical values provided by author.
Solar PV |  | U.S. | Installed Costs - Total | Y | 2.2427 | $/WDC-STC | 2002 | 2007 | 2002 | Standard deviation | 2523 | Real data from up to 16 state or utility incentive programs in up to 12 states | Historical | Tracking the Sun: The Installed Costs of PV in the U.S. from 1998-2007 | Lawrence Berkeley National Laboratory | http://eetd.lbl.gov/ea/ems/reports/lbnl-1516e-web.pdf | Y | 2009 | 9 | 11 | Figure 4 | Y | Numerical values provided by author.
Solar PV |  | U.S. | Installed Costs - Total | Y | 8.1932 | $/WDC-STC | 2003 | 2007 | 2003 | Average - capacity-weighted | 3471 | Real data from up to 16 state or utility incentive programs in up to 12 states | Historical | Tracking the Sun: The Installed Costs of PV in the U.S. from 1998-2007 | Lawrence Berkeley National Laboratory | http://eetd.lbl.gov/ea/ems/reports/lbnl-1516e-web.pdf | Y | 2009 | 9 | 11 | Figure 4 | Y | Numerical values provided by author.
Solar PV |  | U.S. | Installed Costs - Total | Y | 8.9802 | $/WDC-STC | 2003 | 2007 | 2003 | Average - simple | 3471 | Real data from up to 16 state or utility incentive programs in up to 12 states | Historical | Tracking the Sun: The Installed Costs of PV in the U.S. from 1998-2007 | Lawrence Berkeley National Laboratory | http://eetd.lbl.gov/ea/ems/reports/lbnl-1516e-web.pdf | Y | 2009 | 9 | 11 | Figure 4 | Y | Numerical values provided by author.
Solar PV |  | U.S. | Installed Costs - Total | Y | 1.8364 | $/WDC-STC | 2003 | 2007 | 2003 | Standard deviation | 3471 | Real data from up to 16 state or utility incentive programs in up to 12 states | Historical | Tracking the Sun: The Installed Costs of PV in the U.S. from 1998-2007 | Lawrence Berkeley National Laboratory | http://eetd.lbl.gov/ea/ems/reports/lbnl-1516e-web.pdf | Y | 2009 | 9 | 11 | Figure 4 | Y | Numerical values provided by author.
Solar PV |  | U.S. | Installed Costs - Total | Y | 8.0022 | $/WDC-STC | 2004 | 2007 | 2004 | Average - capacity-weighted | 5497 | Real data from up to 16 state or utility incentive programs in up to 12 states | Historical | Tracking the Sun: The Installed Costs of PV in the U.S. from 1998-2007 | Lawrence Berkeley National Laboratory | http://eetd.lbl.gov/ea/ems/reports/lbnl-1516e-web.pdf | Y | 2009 | 9 | 11 | Figure 4 | Y | Numerical values provided by author.
Solar PV |  | U.S. | Installed Costs - Total | Y | 8.27 | $/WDC-STC | 2004 | 2007 | 2004 | Average - simple | 5497 | Real data from up to 16 state or utility incentive programs in up to 12 states | Historical | Tracking the Sun: The Installed Costs of PV in the U.S. from 1998-2007 | Lawrence Berkeley National Laboratory | http://eetd.lbl.gov/ea/ems/reports/lbnl-1516e-web.pdf | Y | 2009 | 9 | 11 | Figure 4 | Y | Numerical values provided by author.
Solar PV |  | U.S. | Installed Costs - Total | Y | 1.5552 | $/WDC-STC | 2004 | 2007 | 2004 | Standard deviation | 5497 | Real data from up to 16 state or utility incentive programs in up to 12 states | Historical | Tracking the Sun: The Installed Costs of PV in the U.S. from 1998-2007 | Lawrence Berkeley National Laboratory | http://eetd.lbl.gov/ea/ems/reports/lbnl-1516e-web.pdf | Y | 2009 | 9 | 11 | Figure 4 | Y | Numerical values provided by author.
Solar PV |  | U.S. | Installed Costs - Total | Y | 7.4179 | $/WDC-STC | 2005 | 2007 | 2005 | Average - capacity-weighted | 5084 | Real data from up to 16 state or utility incentive programs in up to 12 states | Historical | Tracking the Sun: The Installed Costs of PV in the U.S. from 1998-2007 | Lawrence Berkeley National Laboratory | http://eetd.lbl.gov/ea/ems/reports/lbnl-1516e-web.pdf | Y | 2009 | 9 | 11 | Figure 4 | Y | Numerical values provided by author.
Solar PV |  | U.S. | Installed Costs - Total | Y | 7.9318 | $/WDC-STC | 2005 | 2007 | 2005 | Average - simple | 5084 | Real data from up to 16 state or utility incentive programs in up to 12 states | Historical | Tracking the Sun: The Installed Costs of PV in the U.S. from 1998-2007 | Lawrence Berkeley National Laboratory | http://eetd.lbl.gov/ea/ems/reports/lbnl-1516e-web.pdf | Y | 2009 | 9 | 11 | Figure 4 | Y | Numerical values provided by author.
Solar PV |  | U.S. | Installed Costs - Total | Y | 1.3802 | $/WDC-STC | 2005 | 2007 | 2005 | Standard deviation | 5084 | Real data from up to 16 state or utility incentive programs in up to 12 states | Historical | Tracking the Sun: The Installed Costs of PV in the U.S. from 1998-2007 | Lawrence Berkeley National Laboratory | http://eetd.lbl.gov/ea/ems/reports/lbnl-1516e-web.pdf | Y | 2009 | 9 | 11 | Figure 4 | Y | Numerical values provided by author.
Solar PV |  | U.S. | Installed Costs - Total | Y | 7.5565 | $/WDC-STC | 2006 | 2007 | 2006 | Average - capacity-weighted | 8353 | Real data from up to 16 state or utility incentive programs in up to 12 states | Historical | Tracking the Sun: The Installed Costs of PV in the U.S. from 1998-2007 | Lawrence Berkeley National Laboratory | http://eetd.lbl.gov/ea/ems/reports/lbnl-1516e-web.pdf | Y | 2009 | 9 | 11 | Figure 4 | Y | Numerical values provided by author.
Solar PV |  | U.S. | Installed Costs - Total | Y | 8.0738 | $/WDC-STC | 2006 | 2007 | 2006 | Average - simple | 8353 | Real data from up to 16 state or utility incentive programs in up to 12 states | Historical | Tracking the Sun: The Installed Costs of PV in the U.S. from 1998-2007 | Lawrence Berkeley National Laboratory | http://eetd.lbl.gov/ea/ems/reports/lbnl-1516e-web.pdf | Y | 2009 | 9 | 11 | Figure 4 | Y | Numerical values provided by author.
Solar PV |  | U.S. | Installed Costs - Total | Y | 1.4056 | $/WDC-STC | 2006 | 2007 | 2006 | Standard deviation | 8353 | Real data from up to 16 state or utility incentive programs in up to 12 states | Historical | Tracking the Sun: The Installed Costs of PV in the U.S. from 1998-2007 | Lawrence Berkeley National Laboratory | http://eetd.lbl.gov/ea/ems/reports/lbnl-1516e-web.pdf | Y | 2009 | 9 | 11 | Figure 4 | Y | Numerical values provided by author.
Solar PV |  | U.S. | Installed Costs - Total | Y | 7.6 | $/WDC-STC | 2007 | 2007 | 2007 | Average - capacity-weighted | 10272 | Real data from up to 16 state or utility incentive programs in up to 12 states | Historical | Tracking the Sun: The Installed Costs of PV in the U.S. from 1998-2007 | Lawrence Berkeley National Laboratory | http://eetd.lbl.gov/ea/ems/reports/lbnl-1516e-web.pdf | Y | 2009 | 9 | 11 | Figure 4 | Y | Numerical values provided by author. Compared to 1998 ($10.50/WDC-STC), annual capacity-weighted average reduction of $0.30/WDC-STC or 3.5%/yr. 1998-2005 average costs declined annualy at $0.4/W or 4.8%, but from 2005-2007, costs remained flat, both because of upward pressure on PV module prices and because non-module costs remained relatively flat.
Solar PV |  | U.S. | Installed Costs - Total | Y | 8.2 | $/WDC-STC | 2007 | 2007 | 2007 | Average - simple | 10272 | Real data from up to 16 state or utility incentive programs in up to 12 states | Historical | Tracking the Sun: The Installed Costs of PV in the U.S. from 1998-2007 | Lawrence Berkeley National Laboratory | http://eetd.lbl.gov/ea/ems/reports/lbnl-1516e-web.pdf | Y | 2009 | 9 | 11 | Figure 4 | Y | Numerical values provided by author.
Solar PV |  | U.S. | Installed Costs - Total | Y | 1.4665 | $/WDC-STC | 2007 | 2007 | 2007 | Standard deviation | 10272 | Real data from up to 16 state or utility incentive programs in up to 12 states | Historical | Tracking the Sun: The Installed Costs of PV in the U.S. from 1998-2007 | Lawrence Berkeley National Laboratory | http://eetd.lbl.gov/ea/ems/reports/lbnl-1516e-web.pdf | Y | 2009 | 9 | 11 | Figure 4 | Y | Numerical values provided by author.
Solar PV | Systems < 2 kW | U.S. | Installed Costs - Total | Y | 8.9653 | $/WDC-STC | 2006-2007 | 2007 | 2006-2007 | Average - simple | 1504 | Real data from up to 16 state or utility incentive programs in up to 12 states | Historical | Tracking the Sun: The Installed Costs of PV in the U.S. from 1998-2007 | Lawrence Berkeley National Laboratory | http://eetd.lbl.gov/ea/ems/reports/lbnl-1516e-web.pdf | Y | 2009 | 13 | 15 | Figure 9 | Y | Numerical values provided by author.
Solar PV | 2 kW ≤ System < 5 kW | U.S. | Installed Costs - Total | Y | 8.2201 | $/WDC-STC | 2006-2007 | 2007 | 2006-2007 | Average - simple | 8903 | Real data from up to 16 state or utility incentive programs in up to 12 states | Historical | Tracking the Sun: The Installed Costs of PV in the U.S. from 1998-2007 | Lawrence Berkeley National Laboratory | http://eetd.lbl.gov/ea/ems/reports/lbnl-1516e-web.pdf | Y | 2009 | 13 | 15 | Figure 9 | Y | Numerical values provided by author.
Solar PV | 5 kW ≤ System < 10 kW | U.S. | Installed Costs - Total | Y | 7.9141 | $/WDC-STC | 2006-2007 | 2007 | 2006-2007 | Average - simple | 6012 | Real data from up to 16 state or utility incentive programs in up to 12 states | Historical | Tracking the Sun: The Installed Costs of PV in the U.S. from 1998-2007 | Lawrence Berkeley National Laboratory | http://eetd.lbl.gov/ea/ems/reports/lbnl-1516e-web.pdf | Y | 2009 | 13 | 15 | Figure 9 | Y | Numerical values provided by author.
Solar PV | 10 kW ≤ System < 30 kW | U.S. | Installed Costs - Total | Y | 7.7922 | $/WDC-STC | 2006-2007 | 2007 | 2006-2007 | Average - simple | 1585 | Real data from up to 16 state or utility incentive programs in up to 12 states | Historical | Tracking the Sun: The Installed Costs of PV in the U.S. from 1998-2007 | Lawrence Berkeley National Laboratory | http://eetd.lbl.gov/ea/ems/reports/lbnl-1516e-web.pdf | Y | 2009 | 13 | 15 | Figure 9 | Y | Numerical values provided by author.
Solar PV | 30 kW ≤ System < 100 kW | U.S. | Installed Costs - Total | Y | 7.7877 | $/WDC-STC | 2006-2007 | 2007 | 2006-2007 | Average - simple | 378 | Real data from up to 16 state or utility incentive programs in up to 12 states | Historical | Tracking the Sun: The Installed Costs of PV in the U.S. from 1998-2007 | Lawrence Berkeley National Laboratory | http://eetd.lbl.gov/ea/ems/reports/lbnl-1516e-web.pdf | Y | 2009 | 13 | 15 | Figure 9 | Y | Numerical values provided by author.
Solar PV | 100 kW ≤ System < 250 kW | U.S. | Installed Costs - Total | Y | 7.5684 | $/WDC-STC | 2006-2007 | 2007 | 2006-2007 | Average - simple | 131 | Real data from up to 16 state or utility incentive programs in up to 12 states | Historical | Tracking the Sun: The Installed Costs of PV in the U.S. from 1998-2007 | Lawrence Berkeley National Laboratory | http://eetd.lbl.gov/ea/ems/reports/lbnl-1516e-web.pdf | Y | 2009 | 13 | 15 | Figure 9 | Y | Numerical values provided by author.
Solar PV | 250 kW ≤ System < 500 kW | U.S. | Installed Costs - Total | Y | 7.0843 | $/WDC-STC | 2006-2007 | 2007 | 2006-2007 | Average - simple | 65 | Real data from up to 16 state or utility incentive programs in up to 12 states | Historical | Tracking the Sun: The Installed Costs of PV in the U.S. from 1998-2007 | Lawrence Berkeley National Laboratory | http://eetd.lbl.gov/ea/ems/reports/lbnl-1516e-web.pdf | Y | 2009 | 13 | 15 | Figure 9 | Y | Numerical values provided by author.
Solar PV | 500 kW ≤ System < 750 kW | U.S. | Installed Costs - Total | Y | 6.648 | $/WDC-STC | 2006-2007 | 2007 | 2006-2007 | Average - simple | 27 | Real data from up to 16 state or utility incentive programs in up to 12 states | Historical | Tracking the Sun: The Installed Costs of PV in the U.S. from 1998-2007 | Lawrence Berkeley National Laboratory | http://eetd.lbl.gov/ea/ems/reports/lbnl-1516e-web.pdf | Y | 2009 | 13 | 15 | Figure 9 | Y | Numerical values provided by author.
Solar PV | Systems > 750 kW | U.S. | Installed Costs - Total | Y | 6.759 | $/WDC-STC | 2006-2007 | 2007 | 2006-2007 | Average - simple | 20 | Real data from up to 16 state or utility incentive programs in up to 12 states | Historical | Tracking the Sun: The Installed Costs of PV in the U.S. from 1998-2007 | Lawrence Berkeley National Laboratory | http://eetd.lbl.gov/ea/ems/reports/lbnl-1516e-web.pdf | Y | 2009 | 13 | 15 | Figure 9 | Y | Numerical values provided by author.
Solar PV | Systems < 2 kW | U.S. | Installed Costs - Total | Y | 2.3676 | $/WDC-STC | 2006-2007 | 2007 | 2006-2007 | Standard deviation | 1504 | Real data from up to 16 state or utility incentive programs in up to 12 states | Historical | Tracking the Sun: The Installed Costs of PV in the U.S. from 1998-2007 | Lawrence Berkeley National Laboratory | http://eetd.lbl.gov/ea/ems/reports/lbnl-1516e-web.pdf | Y | 2009 | 13 | 15 | Figure 9 | Y | Numerical values provided by author.
Solar PV | 2 kW ≤ System < 5 kW | U.S. | Installed Costs - Total | Y | 1.3316 | $/WDC-STC | 2006-2007 | 2007 | 2006-2007 | Standard deviation | 8903 | Real data from up to 16 state or utility incentive programs in up to 12 states | Historical | Tracking the Sun: The Installed Costs of PV in the U.S. from 1998-2007 | Lawrence Berkeley National Laboratory | http://eetd.lbl.gov/ea/ems/reports/lbnl-1516e-web.pdf | Y | 2009 | 13 | 15 | Figure 9 | Y | Numerical values provided by author.
Solar PV | 5 kW ≤ System < 10 kW | U.S. | Installed Costs - Total | Y | 1.1048 | $/WDC-STC | 2006-2007 | 2007 | 2006-2007 | Standard deviation | 6012 | Real data from up to 16 state or utility incentive programs in up to 12 states | Historical | Tracking the Sun: The Installed Costs of PV in the U.S. from 1998-2007 | Lawrence Berkeley National Laboratory | http://eetd.lbl.gov/ea/ems/reports/lbnl-1516e-web.pdf | Y | 2009 | 13 | 15 | Figure 9 | Y | Numerical values provided by author.
Solar PV | 10 kW ≤ System < 30 kW | U.S. | Installed Costs - Total | Y | 1.4409 | $/WDC-STC | 2006-2007 | 2007 | 2006-2007 | Standard deviation | 1585 | Real data from up to 16 state or utility incentive programs in up to 12 states | Historical | Tracking the Sun: The Installed Costs of PV in the U.S. from 1998-2007 | Lawrence Berkeley National Laboratory | http://eetd.lbl.gov/ea/ems/reports/lbnl-1516e-web.pdf | Y | 2009 | 13 | 15 | Figure 9 | Y | Numerical values provided by author.
Solar PV | 30 kW ≤ System < 100 kW | U.S. | Installed Costs - Total | Y | 1.8632 | $/WDC-STC | 2006-2007 | 2007 | 2006-2007 | Standard deviation | 378 | Real data from up to 16 state or utility incentive programs in up to 12 states | Historical | Tracking the Sun: The Installed Costs of PV in the U.S. from 1998-2007 | Lawrence Berkeley National Laboratory | http://eetd.lbl.gov/ea/ems/reports/lbnl-1516e-web.pdf | Y | 2009 | 13 | 15 | Figure 9 | Y | Numerical values provided by author.
Solar PV | 100 kW ≤ System < 250 kW | U.S. | Installed Costs - Total | Y | 1.9536 | $/WDC-STC | 2006-2007 | 2007 | 2006-2007 | Standard deviation | 131 | Real data from up to 16 state or utility incentive programs in up to 12 states | Historical | Tracking the Sun: The Installed Costs of PV in the U.S. from 1998-2007 | Lawrence Berkeley National Laboratory | http://eetd.lbl.gov/ea/ems/reports/lbnl-1516e-web.pdf | Y | 2009 | 13 | 15 | Figure 9 | Y | Numerical values provided by author.
Solar PV | 250 kW ≤ System < 500 kW | U.S. | Installed Costs - Total | Y | 1.4338 | $/WDC-STC | 2006-2007 | 2007 | 2006-2007 | Standard deviation | 65 | Real data from up to 16 state or utility incentive programs in up to 12 states | Historical | Tracking the Sun: The Installed Costs of PV in the U.S. from 1998-2007 | Lawrence Berkeley National Laboratory | http://eetd.lbl.gov/ea/ems/reports/lbnl-1516e-web.pdf | Y | 2009 | 13 | 15 | Figure 9 | Y | Numerical values provided by author.
Solar PV | 500 kW ≤ System < 750 kW | U.S. | Installed Costs - Total | Y | 0.58778 | $/WDC-STC | 2006-2007 | 2007 | 2006-2007 | Standard deviation | 27 | Real data from up to 16 state or utility incentive programs in up to 12 states | Historical | Tracking the Sun: The Installed Costs of PV in the U.S. from 1998-2007 | Lawrence Berkeley National Laboratory | http://eetd.lbl.gov/ea/ems/reports/lbnl-1516e-web.pdf | Y | 2009 | 13 | 15 | Figure 9 | Y | Numerical values provided by author.
Solar PV | Systems > 750 kW | U.S. | Installed Costs - Total | Y | 0.76784 | $/WDC-STC | 2006-2007 | 2007 | 2006-2007 | Standard deviation | 20 | Real data from up to 16 state or utility incentive programs in up to 12 states | Historical | Tracking the Sun: The Installed Costs of PV in the U.S. from 1998-2007 | Lawrence Berkeley National Laboratory | http://eetd.lbl.gov/ea/ems/reports/lbnl-1516e-web.pdf | Y | 2009 | 13 | 15 | Figure 9 | Y | Numerical values provided by author.
Solar PV | Residential new construction | CA - Emerging Renewables Program | Installed Costs - Total | Y | 7.9 | $/WDC-STC | 2006-2007 | 2007 | 2006-2007 | Average - simple | 1021 | CA - Emerging Renewables Program | Historical | Tracking the Sun: The Installed Costs of PV in the U.S. from 1998-2007 | Lawrence Berkeley National Laboratory | http://eetd.lbl.gov/ea/ems/reports/lbnl-1516e-web.pdf | Y | 2009 | 17 | 19 | Table 13 | Y | Price advantage of approximately 7% over comparably-sized retrofits in the program.
Solar PV | Residential retrofit | CA - Emerging Renewables Program | Installed Costs - Total | Y | 8.5 | $/WDC-STC | 2006-2007 | 2007 | 2006-2007 | Average - simple | 1858 | CA - Emerging Renewables Program | Historical | Tracking the Sun: The Installed Costs of PV in the U.S. from 1998-2007 | Lawrence Berkeley National Laboratory | http://eetd.lbl.gov/ea/ems/reports/lbnl-1516e-web.pdf | Y | 2009 | 17 | 19 | Table 13 | Y
Solar PV |  | AZ | Installed Costs - Total | Y | 7.6 | $/WDC-STC | 2006-2007 | 2007 | 2006-2007 | Average - capacity-weighted | 413 | APS Incentive Program | Historical | Tracking the Sun: The Installed Costs of PV in the U.S. from 1998-2007 | Lawrence Berkeley National Laboratory | http://eetd.lbl.gov/ea/ems/reports/lbnl-1516e-web.pdf | Y | 2009 | 16 | 18 | Table 4 | Y
Solar PV |  | CA | Installed Costs - Total | Y | 7.5 | $/WDC-STC | 2006-2007 | 2007 | 2006-2007 | Average - capacity-weighted | 14614 | California Energy Commission | Historical | Tracking the Sun: The Installed Costs of PV in the U.S. from 1998-2007 | Lawrence Berkeley National Laboratory | http://eetd.lbl.gov/ea/ems/reports/lbnl-1516e-web.pdf | Y | 2009 | 16 | 18 | Table 4 | Y
Solar PV | Systems < 10 kW | CT | Installed Costs - Total | Y | 8.8 | $/WDC-STC | 2006-2007 | 2007 | 2006-2007 | Average - simple | 252 | CCEF | Historical | Tracking the Sun: The Installed Costs of PV in the U.S. from 1998-2007 | Lawrence Berkeley National Laboratory | http://eetd.lbl.gov/ea/ems/reports/lbnl-1516e-web.pdf | Y | 2009 | 16 | 18 | Table 4 | Y
Solar PV | 10 kW ≤ Systems ≤ 100 kW | CT | Installed Costs - Total | Y | 8.1 | $/WDC-STC | 2006-2007 | 2007 | 2006-2007 | Average - simple | 19 | CCEF | Historical | Tracking the Sun: The Installed Costs of PV in the U.S. from 1998-2007 | Lawrence Berkeley National Laboratory | http://eetd.lbl.gov/ea/ems/reports/lbnl-1516e-web.pdf | Y | 2009 | 16 | 18 | Table 4 | Y
Solar PV | 100 kW < Systems ≤ 500 kW | CT | Installed Costs - Total | Y | 7.9 | $/WDC-STC | 2006-2007 | 2007 | 2006-2007 | Average - simple | 3 | CCEF | Historical | Tracking the Sun: The Installed Costs of PV in the U.S. from 1998-2007 | Lawrence Berkeley National Laboratory | http://eetd.lbl.gov/ea/ems/reports/lbnl-1516e-web.pdf | Y | 2009 | 16 | 18 | Table 4 | Y
Solar PV |  | CT | Installed Costs - Total | Y | 8.3 | $/WDC-STC | 2006-2007 | 2007 | 2006-2007 | Average - capacity-weighted | 274 | CCEF | Historical | Tracking the Sun: The Installed Costs of PV in the U.S. from 1998-2007 | Lawrence Berkeley National Laboratory | http://eetd.lbl.gov/ea/ems/reports/lbnl-1516e-web.pdf | Y | 2009 | 16 | 18 | Table 4 | Y
Solar PV | Systems < 10 kW | IL | Installed Costs - Total | Y | 9.8 | $/WDC-STC | 2006-2007 | 2007 | 2006-2007 | Average - simple | 116 | IL Clean Energy Foundation and IL Dept. Commerce & Economic Opportunity | Historical | Tracking the Sun: The Installed Costs of PV in the U.S. from 1998-2007 | Lawrence Berkeley National Laboratory | http://eetd.lbl.gov/ea/ems/reports/lbnl-1516e-web.pdf | Y | 2009 | 16 | 18 | Table 4 | Y
Solar PV | 10 kW ≤ Systems ≤ 100 kW | IL | Installed Costs - Total | Y | 3.3 | $/WDC-STC | 2006-2007 | 2007 | 2006-2007 | Average - simple | 2 | IL Clean Energy Foundation and IL Dept. Commerce & Economic Opportunity | Historical | Tracking the Sun: The Installed Costs of PV in the U.S. from 1998-2007 | Lawrence Berkeley National Laboratory | http://eetd.lbl.gov/ea/ems/reports/lbnl-1516e-web.pdf | Y | 2009 | 16 | 18 | Table 4 | Y
Solar PV |  | IL | Installed Costs - Total | Y | 8.5 | $/WDC-STC | 2006-2007 | 2007 | 2006-2007 | Average - capacity-weighted | 118 | IL Clean Energy Foundation and IL Dept. Commerce & Economic Opportunity | Historical | Tracking the Sun: The Installed Costs of PV in the U.S. from 1998-2007 | Lawrence Berkeley National Laboratory | http://eetd.lbl.gov/ea/ems/reports/lbnl-1516e-web.pdf | Y | 2009 | 16 | 18 | Table 4 | Y
Solar PV | Systems < 10 kW | MA | Installed Costs - Total | Y | 9.1 | $/WDC-STC | 2006-2007 | 2007 | 2006-2007 | Average - simple | 389 | MTC Small Renewables Initiative | Historical | Tracking the Sun: The Installed Costs of PV in the U.S. from 1998-2007 | Lawrence Berkeley National Laboratory | http://eetd.lbl.gov/ea/ems/reports/lbnl-1516e-web.pdf | Y | 2009 | 16 | 18 | Table 4 | Y
Solar PV | 10 kW ≤ Systems ≤ 100 kW | MA | Installed Costs - Total | Y | 10.1 | $/WDC-STC | 2006-2007 | 2007 | 2006-2007 | Average - simple | 24 | MTC Small Renewables Initiative | Historical | Tracking the Sun: The Installed Costs of PV in the U.S. from 1998-2007 | Lawrence Berkeley National Laboratory | http://eetd.lbl.gov/ea/ems/reports/lbnl-1516e-web.pdf | Y | 2009 | 16 | 18 | Table 4 | Y
Solar PV | 100 kW < Systems ≤ 500 kW | MA | Installed Costs - Total | Y | 8.8 | $/WDC-STC | 2006-2007 | 2007 | 2006-2007 | Average - simple | 5 | MTC Small Renewables Initiative | Historical | Tracking the Sun: The Installed Costs of PV in the U.S. from 1998-2007 | Lawrence Berkeley National Laboratory | http://eetd.lbl.gov/ea/ems/reports/lbnl-1516e-web.pdf | Y | 2009 | 16 | 18 | Table 4 | Y
Solar PV |  | MA | Installed Costs - Total | Y | 9.6 | $/WDC-STC | 2006-2007 | 2007 | 2006-2007 | Average - capacity-weighted | 415 | MTC Small Renewables Initiative | Historical | Tracking the Sun: The Installed Costs of PV in the U.S. from 1998-2007 | Lawrence Berkeley National Laboratory | http://eetd.lbl.gov/ea/ems/reports/lbnl-1516e-web.pdf | Y | 2009 | 16 | 18 | Table 4 | Y
Solar PV | 10 kW ≤ Systems ≤ 100 kW | MD | Installed Costs - Total | Y | 8.5 | $/WDC-STC | 2006-2007 | 2007 | 2006-2007 | Average - simple | 2 | Maryland Energy Administration | Historical | Tracking the Sun: The Installed Costs of PV in the U.S. from 1998-2007 | Lawrence Berkeley National Laboratory | http://eetd.lbl.gov/ea/ems/reports/lbnl-1516e-web.pdf | Y | 2009 | 16 | 18 | Table 4 | Y
Solar PV |  | MD | Installed Costs - Total | Y | 9.7 | $/WDC-STC | 2006-2007 | 2007 | 2006-2007 | Average - capacity-weighted | 71 | Maryland Energy Administration | Historical | Tracking the Sun: The Installed Costs of PV in the U.S. from 1998-2007 | Lawrence Berkeley National Laboratory | http://eetd.lbl.gov/ea/ems/reports/lbnl-1516e-web.pdf | Y | 2009 | 16 | 18 | Table 4 | Y
Solar PV | Systems < 10 kW | MN | Installed Costs - Total | Y | 8.8 | $/WDC-STC | 2006-2007 | 2007 | 2006-2007 | Average - simple | 59 | MN State Energy Office | Historical | Tracking the Sun: The Installed Costs of PV in the U.S. from 1998-2007 | Lawrence Berkeley National Laboratory | http://eetd.lbl.gov/ea/ems/reports/lbnl-1516e-web.pdf | Y | 2009 | 16 | 18 | Table 4 | Y
Solar PV | 10 kW ≤ Systems ≤ 100 kW | MN | Installed Costs - Total | Y | 8.7 | $/WDC-STC | 2006-2007 | 2007 | 2006-2007 | Average - simple | 3 | MN State Energy Office | Historical | Tracking the Sun: The Installed Costs of PV in the U.S. from 1998-2007 | Lawrence Berkeley National Laboratory | http://eetd.lbl.gov/ea/ems/reports/lbnl-1516e-web.pdf | Y | 2009 | 16 | 18 | Table 4 | Y
Solar PV |  | MN | Installed Costs - Total | Y | 8.5 | $/WDC-STC | 2006-2007 | 2007 | 2006-2007 | Average - capacity-weighted | 60 | MN State Energy Office | Historical | Tracking the Sun: The Installed Costs of PV in the U.S. from 1998-2007 | Lawrence Berkeley National Laboratory | http://eetd.lbl.gov/ea/ems/reports/lbnl-1516e-web.pdf | Y | 2009 | 16 | 18 | Table 4 | Y
Solar PV | 10 kW ≤ Systems ≤ 100 kW | NJ | Installed Costs - Total | Y | 8.4 | $/WDC-STC | 2006-2007 | 2007 | 2006-2007 | Average - simple | 272 | NJ Clean Energy Program | Historical | Tracking the Sun: The Installed Costs of PV in the U.S. from 1998-2007 | Lawrence Berkeley National Laboratory | http://eetd.lbl.gov/ea/ems/reports/lbnl-1516e-web.pdf | Y | 2009 | 16 | 18 | Table 4 | Y
Solar PV | 100 kW < Systems ≤ 500 kW | NJ | Installed Costs - Total | Y | 7.6 | $/WDC-STC | 2006-2007 | 2007 | 2006-2007 | Average - simple | 50 | NJ Clean Energy Program | Historical | Tracking the Sun: The Installed Costs of PV in the U.S. from 1998-2007 | Lawrence Berkeley National Laboratory | http://eetd.lbl.gov/ea/ems/reports/lbnl-1516e-web.pdf | Y | 2009 | 16 | 18 | Table 4 | Y
Solar PV | Systems > 500 kW | NJ | Installed Costs - Total | Y | 6.7 | $/WDC-STC | 2006-2007 | 2007 | 2006-2007 | Average - simple | 15 | NJ Clean Energy Program | Historical | Tracking the Sun: The Installed Costs of PV in the U.S. from 1998-2007 | Lawrence Berkeley National Laboratory | http://eetd.lbl.gov/ea/ems/reports/lbnl-1516e-web.pdf | Y | 2009 | 16 | 18 | Table 4 | Y
Solar PV |  | NJ | Installed Costs - Total | Y | 7.5 | $/WDC-STC | 2006-2007 | 2007 | 2006-2007 | Average - capacity-weighted | 1588 | NJ Clean Energy Program | Historical | Tracking the Sun: The Installed Costs of PV in the U.S. from 1998-2007 | Lawrence Berkeley National Laboratory | http://eetd.lbl.gov/ea/ems/reports/lbnl-1516e-web.pdf | Y | 2009 | 16 | 18 | Table 4 | Y
Solar PV | Systems < 10 kW | NY | Installed Costs - Total | Y | 8.8 | $/WDC-STC | 2006-2007 | 2007 | 2006-2007 | Average - simple | 472 | NYSERDA | Historical | Tracking the Sun: The Installed Costs of PV in the U.S. from 1998-2007 | Lawrence Berkeley National Laboratory | http://eetd.lbl.gov/ea/ems/reports/lbnl-1516e-web.pdf | Y | 2009 | 16 | 18 | Table 4 | Y
Solar PV | 10 kW ≤ Systems ≤ 100 kW | NY | Installed Costs - Total | Y | 8.9 | $/WDC-STC | 2006-2007 | 2007 | 2006-2007 | Average - simple | 52 | NYSERDA | Historical | Tracking the Sun: The Installed Costs of PV in the U.S. from 1998-2007 | Lawrence Berkeley National Laboratory | http://eetd.lbl.gov/ea/ems/reports/lbnl-1516e-web.pdf | Y | 2009 | 16 | 18 | Table 4 | Y
Solar PV |  | NY | Installed Costs - Total | Y | 8.8 | $/WDC-STC | 2006-2007 | 2007 | 2006-2007 | Average - capacity-weighted | 519 | NYSERDA | Historical | Tracking the Sun: The Installed Costs of PV in the U.S. from 1998-2007 | Lawrence Berkeley National Laboratory | http://eetd.lbl.gov/ea/ems/reports/lbnl-1516e-web.pdf | Y | 2009 | 16 | 18 | Table 4 | Y
Solar PV | Systems < 10 kW | OR | Installed Costs - Total | Y | 8.4 | $/WDC-STC | 2006-2007 | 2007 | 2006-2007 | Average - simple | 305 | Energy Trust of Oregon | Historical | Tracking the Sun: The Installed Costs of PV in the U.S. from 1998-2007 | Lawrence Berkeley National Laboratory | http://eetd.lbl.gov/ea/ems/reports/lbnl-1516e-web.pdf | Y | 2009 | 16 | 18 | Table 4 | Y
Solar PV | 10 kW ≤ Systems ≤ 100 kW | OR | Installed Costs - Total | Y | 8.4 | $/WDC-STC | 2006-2007 | 2007 | 2006-2007 | Average - simple | 19 | Energy Trust of Oregon | Historical | Tracking the Sun: The Installed Costs of PV in the U.S. from 1998-2007 | Lawrence Berkeley National Laboratory | http://eetd.lbl.gov/ea/ems/reports/lbnl-1516e-web.pdf | Y | 2009 | 16 | 18 | Table 4 | Y
Solar PV | Systems < 10 kW | PA | Installed Costs - Total | Y | 8.7 | $/WDC-STC | 2006-2007 | 2007 | 2006-2007 | Average - simple | 66 | Sustainable Development Fund | Historical | Tracking the Sun: The Installed Costs of PV in the U.S. from 1998-2007 | Lawrence Berkeley National Laboratory | http://eetd.lbl.gov/ea/ems/reports/lbnl-1516e-web.pdf | Y | 2009 | 16 | 18 | Table 4 | Y
Solar PV | 10 kW ≤ Systems ≤ 100 kW | PA | Installed Costs - Total | Y | 8.4 | $/WDC-STC | 2006-2007 | 2007 | 2006-2007 | Average - simple | 1 | Sustainable Development Fund | Historical | Tracking the Sun: The Installed Costs of PV in the U.S. from 1998-2007 | Lawrence Berkeley National Laboratory | http://eetd.lbl.gov/ea/ems/reports/lbnl-1516e-web.pdf | Y | 2009 | 16 | 18 | Table 4 | Y
Solar PV | Systems < 10 kW | WI | Installed Costs - Total | Y | 8.7 | $/WDC-STC | 2006-2007 | 2007 | 2006-2007 | Average - simple | 149 | WI Focus on Energy | Historical | Tracking the Sun: The Installed Costs of PV in the U.S. from 1998-2007 | Lawrence Berkeley National Laboratory | http://eetd.lbl.gov/ea/ems/reports/lbnl-1516e-web.pdf | Y | 2009 | 16 | 18 | Table 4 | Y
Solar PV | 10 kW ≤ Systems ≤ 100 kW | WI | Installed Costs - Total | Y | 7.9 | $/WDC-STC | 2006-2007 | 2007 | 2006-2007 | Average - simple | 16 | WI Focus on Energy | Historical | Tracking the Sun: The Installed Costs of PV in the U.S. from 1998-2007 | Lawrence Berkeley National Laboratory | http://eetd.lbl.gov/ea/ems/reports/lbnl-1516e-web.pdf | Y | 2009 | 16 | 18 | Table 4 | Y
Solar PV | Residential | CA | Installed Costs - Total | N | 5.4 | $/WDC-STC | 2007 | 2007 | 2007 | Average - simple | 7442 | California Energy Commission | Historical | Tracking the Sun: The Installed Costs of PV in the U.S. from 1998-2007 | Lawrence Berkeley National Laboratory | http://eetd.lbl.gov/ea/ems/reports/lbnl-1516e-web.pdf | Y | 2009 | 27 | 29 |  | Y | Incentives include after-tax value of state/utility cash incentives plus state/federal ITCs. Report assumes that all systems < 10 kW are residential unless otherwise specified. See Appendix B, Table B-3 in report for installed costs after incentives by state.
Solar PV | Residential | MD | Installed Costs - Total | N | 7.7 | $/WDC-STC | 2007 | 2007 | 2007 | Average - simple | 30 | Maryland Energy Administration | Historical | Tracking the Sun: The Installed Costs of PV in the U.S. from 1998-2007 | Lawrence Berkeley National Laboratory | http://eetd.lbl.gov/ea/ems/reports/lbnl-1516e-web.pdf | Y | 2009 | 27 | 29 |  | Y | Highest state average installed cost after incentives. Incentives include after-tax value of state/utility cash incentives plus state/federal ITCs. Report assumes that all systems < 10 kW are residential unless otherwise specified. See Appendix B, Table B-3 in report for installed costs after incentives by state.
Solar PV | Commercial | MN | Installed Costs - Total | N | 5.4 | $/WDC-STC | 2007 | 2007 | 2007 | Average - simple | 6 | MN State Energy Office | Historical | Tracking the Sun: The Installed Costs of PV in the U.S. from 1998-2007 | Lawrence Berkeley National Laboratory | http://eetd.lbl.gov/ea/ems/reports/lbnl-1516e-web.pdf | Y | 2009 | 27 | 29 |  | Y
Solar PV | Residential | NJ | Installed Costs - Total | N | 3.3 | $/WDC-STC | 2007 | 2007 | 2007 | Average - simple | 477 | NJ Clean Energy Program | Historical | Tracking the Sun: The Installed Costs of PV in the U.S. from 1998-2007 | Lawrence Berkeley National Laboratory | http://eetd.lbl.gov/ea/ems/reports/lbnl-1516e-web.pdf | Y | 2009 | 27 | 29 |  | Y | Incentives include after-tax value of state/utility cash incentives plus state/federal ITCs. Report assumes that all systems < 10 kW are residential unless otherwise specified. See Appendix B, Table B-3 in report for installed costs after incentives by state.
Solar PV | Commercial | OR | Installed Costs - Total | N | 2.7 | $/WDC-STC | 2007 | 2007 | 2007 | Average - simple | 40 | Energy Trust of Oregon | Historical | Tracking the Sun: The Installed Costs of PV in the U.S. from 1998-2007 | Lawrence Berkeley National Laboratory | http://eetd.lbl.gov/ea/ems/reports/lbnl-1516e-web.pdf | Y | 2009 | 27 | 29 |  | Y
Solar PV | Residential | PA | Installed Costs - Total | N | 3.2 | $/WDC-STC | 2007 | 2007 | 2007 | Average - simple | 11 | Sustainable Development Fund | Historical | Tracking the Sun: The Installed Costs of PV in the U.S. from 1998-2007 | Lawrence Berkeley National Laboratory | http://eetd.lbl.gov/ea/ems/reports/lbnl-1516e-web.pdf | Y | 2009 | 27 | 29 |  | Y | Lowest state average installed cost after incentives. Incentives include after-tax value of state/utility cash incentives plus state/federal ITCs. Report assumes that all systems < 10 kW are residential unless otherwise specified. See Appendix B, Table B-3 in report for installed costs after incentives by state.
Solar PV | Systems < 5 kW | U.S. | Installed Costs - Total | Y | 11.8 | $/WDC-STC | 1998 | 2007 | 1998 | Average - simple | Unspecified | Real data from up to 16 state or utility incentive programs in up to 12 states | Historical | Tracking the Sun: The Installed Costs of PV in the U.S. from 1998-2007 | Lawrence Berkeley National Laboratory | http://eetd.lbl.gov/ea/ems/reports/lbnl-1516e-web.pdf | Y | 2009 | 1 | 3 |  | Y
Solar PV | Systems < 5 kW | U.S. | Installed Costs - Total | Y | 8.3 | $/WDC-STC | 2007 | 2007 | 2007 | Average - simple | Unspecified | Real data from up to 16 state or utility incentive programs in up to 12 states | Historical | Tracking the Sun: The Installed Costs of PV in the U.S. from 1998-2007 | Lawrence Berkeley National Laboratory | http://eetd.lbl.gov/ea/ems/reports/lbnl-1516e-web.pdf | Y | 2009 | 1 | 3 |  | Y | Compared to 1998 ($11.80/WDC-STC) annual average reduction of $0.40/WDC-STC.
Solar PV | Systems < 10 kW | AZ | Installed Costs - Total | Y | 7.6 | $/WDC-STC | 2006-2007 | 2007 | 2006-2007 | Average - simple | 391 | APS Incentive Program | Historical | Tracking the Sun: The Installed Costs of PV in the U.S. from 1998-2007 | Lawrence Berkeley National Laboratory | http://eetd.lbl.gov/ea/ems/reports/lbnl-1516e-web.pdf | Y | 2009 | 1 | 3 |  | Y
Solar PV | 10 kW ≤ Systems ≤ 100 kW | AZ | Installed Costs - Total | Y | 8.1 | $/WDC-STC | 2006-2007 | 2007 | 2006-2007 | Average - simple | 20 | APS Incentive Program | Historical | Tracking the Sun: The Installed Costs of PV in the U.S. from 1998-2007 | Lawrence Berkeley National Laboratory | http://eetd.lbl.gov/ea/ems/reports/lbnl-1516e-web.pdf | Y | 2009 | 16 | 18 | Table 4 | Y
Solar PV | 100 kW < Systems ≤ 500 kW | AZ | Installed Costs - Total | Y | 9.1 | $/WDC-STC | 2006-2007 | 2007 | 2006-2007 | Average - simple | 2 | APS Incentive Program | Historical | Tracking the Sun: The Installed Costs of PV in the U.S. from 1998-2007 | Lawrence Berkeley National Laboratory | http://eetd.lbl.gov/ea/ems/reports/lbnl-1516e-web.pdf | Y | 2009 | 16 | 18 | Table 4 | Y
Solar PV | Systems < 10 kW | CA | Installed Costs - Total | Y | 8.1 | $/WDC-STC | 2006-2007 | 2007 | 2006-2007 | Average - simple | 12850 | California Energy Commission | Historical | Tracking the Sun: The Installed Costs of PV in the U.S. from 1998-2007 | Lawrence Berkeley National Laboratory | http://eetd.lbl.gov/ea/ems/reports/lbnl-1516e-web.pdf | Y | 2009 | 1 | 3 |  | Y
Solar PV | 10 kW ≤ Systems ≤ 100 kW | CA | Installed Costs - Total | Y | 7.6 | $/WDC-STC | 2006-2007 | 2007 | 2006-2007 | Average - simple | 1607 | California Energy Commission | Historical | Tracking the Sun: The Installed Costs of PV in the U.S. from 1998-2007 | Lawrence Berkeley National Laboratory | http://eetd.lbl.gov/ea/ems/reports/lbnl-1516e-web.pdf | Y | 2009 | 16 | 18 | Table 4 | Y
Solar PV | 100 kW < Systems ≤ 500 kW | CA | Installed Costs - Total | Y | 7.3 | $/WDC-STC | 2006-2007 | 2007 | 2006-2007 | Average - simple | 136 | CEC Emerging Renewables Program; Self Generation Incentive Program; CSI; LA Solar Incentive Program | Historical | Tracking the Sun: The Installed Costs of PV in the U.S. from 1998-2007 | Lawrence Berkeley National Laboratory | http://eetd.lbl.gov/ea/ems/reports/lbnl-1516e-web.pdf | Y | 2009 | 16 | 18 | Table 4 | Y
Solar PV | Systems > 500 kW | CA | Installed Costs - Total | Y | 6.7 | $/WDC-STC | 2006-2007 | 2007 | 2006-2007 | Average - simple | 33 | California Energy Commission | Historical | Tracking the Sun: The Installed Costs of PV in the U.S. from 1998-2007 | Lawrence Berkeley National Laboratory | http://eetd.lbl.gov/ea/ems/reports/lbnl-1516e-web.pdf | Y | 2009 | 16 | 18 | Table 4 | Y
Solar PV | Systems < 10 kW | MD | Installed Costs - Total | Y | 10.6 | $/WDC-STC | 2006-2007 | 2007 | 2006-2007 | Average - simple | 69 | Maryland Energy Administration | Historical | Tracking the Sun: The Installed Costs of PV in the U.S. from 1998-2007 | Lawrence Berkeley National Laboratory | http://eetd.lbl.gov/ea/ems/reports/lbnl-1516e-web.pdf | Y | 2009 | 1 | 3 |  | Y
Solar PV | Systems < 10 kW | NJ | Installed Costs - Total | Y | 8.4 | $/WDC-STC | 2006-2007 | 2007 | 2006-2007 | Average - simple | 1301 | NJ Clean Energy Program | Historical | Tracking the Sun: The Installed Costs of PV in the U.S. from 1998-2007 | Lawrence Berkeley National Laboratory | http://eetd.lbl.gov/ea/ems/reports/lbnl-1516e-web.pdf | Y | 2009 | 1 | 3 |  | Y
Wind | Systems > 50 kW, excludes Hawaii | U.S. | Busbar Price | N | 24 | $/MWh | 2007 | 2007 | 2007 | Avg - STD (cap-weighted) | 128 | Berkeley Lab Database | Historical | Annual Report on U.S. Wind Power Installation, Cost, and Performance Trends: 2007 | Lawrence Berkeley National Laboratory | http://www1.eere.energy.gov/windandhydro/pdfs/43025.pdf | Y | 2008 | 16 | 16 |  | Y | Factors in value of RECs bundled with power sold.
Wind | Systems > 50 kW, excludes Hawaii | U.S. | Busbar Price | N | 55 | $/MWh | 2007 | 2007 | 2007 | Avg + STD (cap-weighted) | 128 | Berkeley Lab Database | Historical | Annual Report on U.S. Wind Power Installation, Cost, and Performance Trends: 2007 | Lawrence Berkeley National Laboratory | http://www1.eere.energy.gov/windandhydro/pdfs/43025.pdf | Y | 2008 | 16 | 16 |  | Y | Factors in value of RECs bundled with power sold.
Wind | Systems > 50 kW, excludes Hawaii | U.S. | Busbar Price | N | 32 | $/MWh | 2002 | 2007 | 2002 | Average - simple | 31 | Berkeley Lab Database | Historical | Annual Report on U.S. Wind Power Installation, Cost, and Performance Trends: 2007 | Lawrence Berkeley National Laboratory | http://www1.eere.energy.gov/windandhydro/pdfs/43025.pdf | Y | 2008 | 17 | 17 |  | Y | Federal PTC included.
Wind | Systems > 50 kW, excludes Hawaii | U.S. | Busbar Price | N | 32 | $/MWh | 2003 | 2007 | 2003 | Average - simple | 31 | Berkeley Lab Database | Historical | Annual Report on U.S. Wind Power Installation, Cost, and Performance Trends: 2007 | Lawrence Berkeley National Laboratory | http://www1.eere.energy.gov/windandhydro/pdfs/43025.pdf | Y | 2008 | 17 | 17 |  | Y | Federal PTC included.
Wind | Systems > 50 kW, excludes Hawaii | U.S. | Busbar Price | N | 37 | $/MWh | 2004 | 2007 | 2004 | Average - simple | 26 | Berkeley Lab Database | Historical | Annual Report on U.S. Wind Power Installation, Cost, and Performance Trends: 2007 | Lawrence Berkeley National Laboratory | http://www1.eere.energy.gov/windandhydro/pdfs/43025.pdf | Y | 2008 | 17 | 17 |  | Y | Federal PTC included.
Wind | Systems > 50 kW, excludes Hawaii | U.S. | Busbar Price | N | 37 | $/MWh | 2005 | 2007 | 2005 | Average - simple | 26 | Berkeley Lab Database | Historical | Annual Report on U.S. Wind Power Installation, Cost, and Performance Trends: 2007 | Lawrence Berkeley National Laboratory | http://www1.eere.energy.gov/windandhydro/pdfs/43025.pdf | Y | 2008 | 17 | 17 |  | Y | Federal PTC included.
Wind | Systems > 50 kW, excludes Hawaii | U.S. | Busbar Price | N | 48 | $/MWh | 2006 | 2007 | 2006 | Average - simple | 14 | Berkeley Lab Database | Historical | Annual Report on U.S. Wind Power Installation, Cost, and Performance Trends: 2007 | Lawrence Berkeley National Laboratory | http://www1.eere.energy.gov/windandhydro/pdfs/43025.pdf | Y | 2008 | 17 | 17 |  | Y | Federal PTC included.
Wind |  | U.S. | Capacity Factor |  | 36 | % | 2008 |  | 2008 | Range: maximum | Unspecified | Lazard estimates | Historical | Levelized Cost of Energy Analysis - Version 3.0 DRAFT | Lazard |  | Y | 2009 | 15 | 16 |  | Y | Reflects ITC and accelerated asset depreciation, as applicable. Assumes 20-year useful life.
Wind |  | U.S. | Capacity Factor |  | 28 | % | 2008 |  | 2008 | Range: minimum | Unspecified | Lazard estimates | Historical | Levelized Cost of Energy Analysis - Version 3.0 DRAFT | Lazard |  | Y | 2009 | 15 | 16 |  | Y | Reflects ITC and accelerated asset depreciation, as applicable. Assumes 20-year useful life.
Wind |  | U.S. | Capacity Factor |  | 22 | % | 2000 |  | 2000 | Average - simple | Unspecified | EIA, GED, AWEA, B&V | Historical | 20 Percent Wind Energy Penetration in the United States | Black & Veatch | http://www.20percentwind.org/Black_Veatch_20_Percent_Report.pdf | Y | 2007 | 3-12 | 28 | Figure 3-8 | Y
Wind |  | U.S. | Capacity Factor |  | 33 | % | 2004 |  | 2004 | Average - simple | Unspecified | EIA, GED, AWEA, B&V | Historical | 20 Percent Wind Energy Penetration in the United States | Black & Veatch | http://www.20percentwind.org/Black_Veatch_20_Percent_Report.pdf | Y | 2007 | 3-12 | 28 | Figure 3-8 | Y
Wind |  | U.S. | Capacity Factor |  | 37 | % | 2005 |  | 2005 | Average - simple | Unspecified | EIA, GED, AWEA, B&V | Historical | 20 Percent Wind Energy Penetration in the United States | Black & Veatch | http://www.20percentwind.org/Black_Veatch_20_Percent_Report.pdf | Y | 2007 | 3-12 | 28 | Figure 3-8 | Y
Wind |  | U.S. WPC 3 | Capacity Factor |  | 32 | % | 2005 |  | 2005 | Average - simple | Unspecified | Modeling | Historical | 20 Percent Wind Energy Penetration in the United States | Black & Veatch | http://www.20percentwind.org/Black_Veatch_20_Percent_Report.pdf | Y | 2007 | 5-4 | 41 | Table 5-1 | Y
Wind |  | U.S. WPC 4 | Capacity Factor |  | 36 | % | 2005 |  | 2005 | Average - simple | Unspecified | Modeling | Historical | 20 Percent Wind Energy Penetration in the United States | Black & Veatch | http://www.20percentwind.org/Black_Veatch_20_Percent_Report.pdf | Y | 2007 | 5-4 | 41 | Table 5-1 | Y
Wind |  | U.S. WPC 5 | Capacity Factor |  | 40 | % | 2005 |  | 2005 | Average - simple | Unspecified | Modeling | Historical | 20 Percent Wind Energy Penetration in the United States | Black & Veatch | http://www.20percentwind.org/Black_Veatch_20_Percent_Report.pdf | Y | 2007 | 5-4 | 41 | Table 5-1 | Y
Wind |  | U.S. WPC 6 | Capacity Factor |  | 44 | % | 2005 |  | 2005 | Average - simple | Unspecified | Modeling | Historical | 20 Percent Wind Energy Penetration in the United States | Black & Veatch | http://www.20percentwind.org/Black_Veatch_20_Percent_Report.pdf | Y | 2007 | 5-4 | 41 | Table 5-1 | Y
Wind |  | U.S. WPC 7 | Capacity Factor |  | 47 | % | 2005 |  | 2005 | Average - simple | Unspecified | Modeling | Historical | 20 Percent Wind Energy Penetration in the United States | Black & Veatch | http://www.20percentwind.org/Black_Veatch_20_Percent_Report.pdf | Y | 2007 | 5-4 | 41 | Table 5-1 | Y
Wind | Systems > 50 kW | CA | Capacity Factor |  | 36.9 | % | 2006 |  | 2006 | Average - simple | 2 | Berkeley Lab Database | Historical | Annual Report on U.S. Wind Power Installation, Cost, and Performance Trends: 2007 | Lawrence Berkeley National Laboratory (Wiser and Bolinger) | http://www1.eere.energy.gov/windandhydro/pdfs/43025.pdf | Y | 2008 | 24 | 24 | Table 7 | Y
Wind | Systems > 50 kW | East (NY, PA, NJ, DE, MD, VA, WV, KT, TN, NC) | Capacity Factor |  | 29.4 | % | 2006 |  | 2006 | Average - simple | 1 | Berkeley Lab Database | Historical | Annual Report on U.S. Wind Power Installation, Cost, and Performance Trends: 2007 | Lawrence Berkeley National Laboratory (Wiser and Bolinger) | http://www1.eere.energy.gov/windandhydro/pdfs/43025.pdf | Y | 2008 | 24 | 24 | Table 7 | Y
Wind | Systems > 50 kW | Heartland (ND, SD, NE, KS, AR, MO, IA, MN,) | Capacity Factor |  | 40.8 | % | 2006 |  | 2006 | Average - simple | 7 | Berkeley Lab Database | Historical | Annual Report on U.S. Wind Power Installation, Cost, and Performance Trends: 2007 | Lawrence Berkeley National Laboratory (Wiser and Bolinger) | http://www1.eere.energy.gov/windandhydro/pdfs/43025.pdf | Y | 2008 | 24 | 24 | Table 7 | Y
Wind | Systems > 50 kW | HI | Capacity Factor |  | 45 | % | 2006 |  | 2006 | Average - simple | 2 | Berkeley Lab Database | Historical | Annual Report on U.S. Wind Power Installation, Cost, and Performance Trends: 2007 | Lawrence Berkeley National Laboratory (Wiser and Bolinger) | http://www1.eere.energy.gov/windandhydro/pdfs/43025.pdf | Y | 2008 | 24 | 24 | Table 7 | Y
Wind | Systems > 50 kW | Mountain (AZ, NV, WY, UT, CO, NM) | Capacity Factor |  | 34.7 | % | 2006 |  | 2006 | Average - simple | 2 | Berkeley Lab Database | Historical | Annual Report on U.S. Wind Power Installation, Cost, and Performance Trends: 2007 | Lawrence Berkeley National Laboratory (Wiser and Bolinger) | http://www1.eere.energy.gov/windandhydro/pdfs/43025.pdf | Y | 2008 | 24 | 24 | Table 7 | Y
Wind | Systems > 50 kW | New England (ME, NH, VT, RI, CT, MA) | Capacity Factor |  | 22.1 | % | 2006 |  | 2006 | Average - simple | 3 | Berkeley Lab Database | Historical | Annual Report on U.S. Wind Power Installation, Cost, and Performance Trends: 2007 | Lawrence Berkeley National Laboratory (Wiser and Bolinger) | http://www1.eere.energy.gov/windandhydro/pdfs/43025.pdf | Y | 2008 | 24 | 24 | Table 7 | Y
Wind | Systems > 50 kW | Northwest (WA, OR, ID, MT) | Capacity Factor |  | 31.3 | % | 2006 |  | 2006 | Average - simple | 4 | Berkeley Lab Database | Historical | Annual Report on U.S. Wind Power Installation, Cost, and Performance Trends: 2007 | Lawrence Berkeley National Laboratory (Wiser and Bolinger) | http://www1.eere.energy.gov/windandhydro/pdfs/43025.pdf | Y | 2008 | 24 | 24 | Table 7 | Y
Wind | Systems > 50 kW | TX | Capacity Factor |  | 30.4 | % | 2006 |  | 2006 | Average - simple | 3 | Berkeley Lab Database | Historical | Annual Report on U.S. Wind Power Installation, Cost, and Performance Trends: 2007 | Lawrence Berkeley National Laboratory (Wiser and Bolinger) | http://www1.eere.energy.gov/windandhydro/pdfs/43025.pdf | Y | 2008 | 24 | 24 | Table 7 | Y
Wind | Systems > 50 kW | CA | Capacity Factor |  | 29.8 | % | 1998-1999 |  | 1998-1999 | Average - simple | 5 | Berkeley Lab Database | Historical | Annual Report on U.S. Wind Power Installation, Cost, and Performance Trends: 2007 | Lawrence Berkeley National Laboratory (Wiser and Bolinger) | http://www1.eere.energy.gov/windandhydro/pdfs/43025.pdf | Y | 2008 | 24 | 24 | Table 7 | Y
Wind | Systems > 50 kW | Greatlakes (MI, IL, OH, IN, WI) | Capacity Factor |  | 23.4 | % | 1998-1999 |  | 1998-1999 | Average - simple | 3 | Berkeley Lab Database | Historical | Annual Report on U.S. Wind Power Installation, Cost, and Performance Trends: 2007 | Lawrence Berkeley National Laboratory (Wiser and Bolinger) | http://www1.eere.energy.gov/windandhydro/pdfs/43025.pdf | Y | 2008 | 24 | 24 | Table 7 | Y
Wind | Systems > 50 kW | Heartland (ND, SD, NE, KS, AR, MO, IA, MN,) | Capacity Factor |  | 30.2 | % | 1998-1999 |  | 1998-1999 | Average - simple | 8 | Berkeley Lab Database | Historical | Annual Report on U.S. Wind Power Installation, Cost, and Performance Trends: 2007 | Lawrence Berkeley National Laboratory (Wiser and Bolinger) | http://www1.eere.energy.gov/windandhydro/pdfs/43025.pdf | Y | 2008 | 24 | 24 | Table 7 | Y
Wind | Systems > 50 kW | Mountain (AZ, NV, WY, UT, CO, NM) | Capacity Factor |  | 34.4 | % | 1998-1999 |  | 1998-1999 | Average - simple | 3 | Berkeley Lab Database | Historical | Annual Report on U.S. Wind Power Installation, Cost, and Performance Trends: 2007 | Lawrence Berkeley National Laboratory (Wiser and Bolinger) | http://www1.eere.energy.gov/windandhydro/pdfs/43025.pdf | Y | 2008 | 24 | 24 | Table 7 | Y
Wind | Systems > 50 kW | Northwest (WA, OR, ID, MT) | Capacity Factor |  | 32.1 | % | 1998-1999 |  | 1998-1999 | Average - simple | 1 | Berkeley Lab Database | Historical | Annual Report on U.S. Wind Power Installation, Cost, and Performance Trends: 2007 | Lawrence Berkeley National Laboratory (Wiser and Bolinger) | http://www1.eere.energy.gov/windandhydro/pdfs/43025.pdf | Y | 2008 | 24 | 24 | Table 7 | Y
Wind | Systems > 50 kW | TX | Capacity Factor |  | 28.2 | % | 1998-1999 |  | 1998-1999 | Average - simple | 3 | Berkeley Lab Database | Historical | Annual Report on U.S. Wind Power Installation, Cost, and Performance Trends: 2007 | Lawrence Berkeley National Laboratory (Wiser and Bolinger) | http://www1.eere.energy.gov/windandhydro/pdfs/43025.pdf | Y | 2008 | 24 | 24 | Table 7 | Y
Wind | Systems > 50 kW | CA | Capacity Factor |  | 34.5 | % | 2000-2001 |  | 2000-2001 | Average - simple | 1 | Berkeley Lab Database | Historical | Annual Report on U.S. Wind Power Installation, Cost, and Performance Trends: 2007 | Lawrence Berkeley National Laboratory (Wiser and Bolinger) | http://www1.eere.energy.gov/windandhydro/pdfs/43025.pdf | Y | 2008 | 24 | 24 | Table 7 | Y
Wind | Systems > 50 kW | East (NY, PA, NJ, DE, MD, VA, WV, KT, TN, NC) | Capacity Factor |  | 22.5 | % | 2000-2001 |  | 2000-2001 | Average - simple | 6 | Berkeley Lab Database | Historical | Annual Report on U.S. Wind Power Installation, Cost, and Performance Trends: 2007 | Lawrence Berkeley National Laboratory (Wiser and Bolinger) | http://www1.eere.energy.gov/windandhydro/pdfs/43025.pdf | Y | 2008 | 24 | 24 | Table 7 | Y
Wind | Systems > 50 kW | Greatlakes (MI, IL, OH, IN, WI) | Capacity Factor |  | 23.5 | % | 2000-2001 |  | 2000-2001 | Average - simple | 2 | Berkeley Lab Database | Historical | Annual Report on U.S. Wind Power Installation, Cost, and Performance Trends: 2007 | Lawrence Berkeley National Laboratory (Wiser and Bolinger) | http://www1.eere.energy.gov/windandhydro/pdfs/43025.pdf | Y | 2008 | 24 | 24 | Table 7 | Y
Wind | Systems > 50 kW | Heartland (ND, SD, NE, KS, AR, MO, IA, MN,) | Capacity Factor |  | 33.4 | % | 2000-2001 |  | 2000-2001 | Average - simple | 10 | Berkeley Lab Database | Historical | Annual Report on U.S. Wind Power Installation, Cost, and Performance Trends: 2007 | Lawrence Berkeley National Laboratory (Wiser and Bolinger) | http://www1.eere.energy.gov/windandhydro/pdfs/43025.pdf | Y | 2008 | 24 | 24 | Table 7 | Y
Wind | Systems > 50 kW | Mountain (AZ, NV, WY, UT, CO, NM) | Capacity Factor |  | 29.3 | % | 2000-2001 |  | 2000-2001 | Average - simple | 4 | Berkeley Lab Database | Historical | Annual Report on U.S. Wind Power Installation, Cost, and Performance Trends: 2007 | Lawrence Berkeley National Laboratory (Wiser and Bolinger) | http://www1.eere.energy.gov/windandhydro/pdfs/43025.pdf | Y | 2008 | 24 | 24 | Table 7 | Y
Wind | Systems > 50 kW | New England (ME, NH, VT, RI, CT, MA) | Capacity Factor |  | 27 | % | 2000-2001 |  | 2000-2001 | Average - simple | 1 | Berkeley Lab Database | Historical | Annual Report on U.S. Wind Power Installation, Cost, and Performance Trends: 2007 | Lawrence Berkeley National Laboratory (Wiser and Bolinger) | http://www1.eere.energy.gov/windandhydro/pdfs/43025.pdf | Y | 2008 | 24 | 24 | Table 7 | Y
Wind | Systems > 50 kW | Northwest (WA, OR, ID, MT) | Capacity Factor |  | 28.7 | % | 2000-2001 |  | 2000-2001 | Average - simple | 3 | Berkeley Lab Database | Historical | Annual Report on U.S. Wind Power Installation, Cost, and Performance Trends: 2007 | Lawrence Berkeley National Laboratory (Wiser and Bolinger) | http://www1.eere.energy.gov/windandhydro/pdfs/43025.pdf | Y | 2008 | 24 | 24 | Table 7 | Y
Wind | Systems > 50 kW | TX | Capacity Factor |  | 29.6 | % | 2000-2001 |  | 2000-2001 | Average - simple | 7 | Berkeley Lab Database | Historical | Annual Report on U.S. Wind Power Installation, Cost, and Performance Trends: 2007 | Lawrence Berkeley National Laboratory (Wiser and Bolinger) | http://www1.eere.energy.gov/windandhydro/pdfs/43025.pdf | Y | 2008 | 24 | 24 | Table 7 | Y
Wind | Systems > 50 kW | CA | Capacity Factor |  | 32.6 | % | 2002-2003 |  | 2002-2003 | Average - simple | 4 | Berkeley Lab Database | Historical | Annual Report on U.S. Wind Power Installation, Cost, and Performance Trends: 2007 | Lawrence Berkeley National Laboratory (Wiser and Bolinger) | http://www1.eere.energy.gov/windandhydro/pdfs/43025.pdf | Y | 2008 | 24 | 24 | Table 7 | Y
Wind | Systems > 50 kW | East (NY, PA, NJ, DE, MD, VA, WV, KT, TN, NC) | Capacity Factor |  | 28.5 | % | 2002-2003 |  | 2002-2003 | Average - simple | 3 | Berkeley Lab Database | Historical | Annual Report on U.S. Wind Power Installation, Cost, and Performance Trends: 2007 | Lawrence Berkeley National Laboratory (Wiser and Bolinger) | http://www1.eere.energy.gov/windandhydro/pdfs/43025.pdf | Y | 2008 | 24 | 24 | Table 7 | Y
Wind | Systems > 50 kW | Greatlakes (MI, IL, OH, IN, WI) | Capacity Factor |  | 21.2 | % | 2002-2003 |  | 2002-2003 | Average - simple | 1 | Berkeley Lab Database | Historical | Annual Report on U.S. Wind Power Installation, Cost, and Performance Trends: 2007 | Lawrence Berkeley National Laboratory (Wiser and Bolinger) | http://www1.eere.energy.gov/windandhydro/pdfs/43025.pdf | Y | 2008 | 24 | 24 | Table 7 | Y
Wind | Systems > 50 kW | Heartland (ND, SD, NE, KS, AR, MO, IA, MN,) | Capacity Factor |  | 34.4 | % | 2002-2003 |  | 2002-2003 | Average - simple | 20 | Berkeley Lab Database | Historical | Annual Report on U.S. Wind Power Installation, Cost, and Performance Trends: 2007 | Lawrence Berkeley National Laboratory (Wiser and Bolinger) | http://www1.eere.energy.gov/windandhydro/pdfs/43025.pdf | Y | 2008 | 24 | 24 | Table 7 | Y
Wind | Systems > 50 kW | Mountain (AZ, NV, WY, UT, CO, NM) | Capacity Factor |  | 30.3 | % | 2002-2003 |  | 2002-2003 | Average - simple | 3 | Berkeley Lab Database | Historical | Annual Report on U.S. Wind Power Installation, Cost, and Performance Trends: 2007 | Lawrence Berkeley National Laboratory (Wiser and Bolinger) | http://www1.eere.energy.gov/windandhydro/pdfs/43025.pdf | Y | 2008 | 24 | 24 | Table 7 | Y
Wind | Systems > 50 kW | Northwest (WA, OR, ID, MT) | Capacity Factor |  | 30.5 | % | 2002-2003 |  | 2002-2003 | Average - simple | 2 | Berkeley Lab Database | Historical | Annual Report on U.S. Wind Power Installation, Cost, and Performance Trends: 2007 | Lawrence Berkeley National Laboratory (Wiser and Bolinger) | http://www1.eere.energy.gov/windandhydro/pdfs/43025.pdf | Y | 2008 | 24 | 24 | Table 7 | Y
Wind | Systems > 50 kW | TX | Capacity Factor |  | 33.5 | % | 2002-2003 |  | 2002-2003 | Average - simple | 2 | Berkeley Lab Database | Historical | Annual Report on U.S. Wind Power Installation, Cost, and Performance Trends: 2007 | Lawrence Berkeley National Laboratory (Wiser and Bolinger) | http://www1.eere.energy.gov/windandhydro/pdfs/43025.pdf | Y | 2008 | 24 | 24 | Table 7 | Y
Wind | Systems > 50 kW | CA | Capacity Factor |  | 37.5 | % | 2004-2005 |  | 2004-2005 | Average - simple | 3 | Berkeley Lab Database | Historical | Annual Report on U.S. Wind Power Installation, Cost, and Performance Trends: 2007 | Lawrence Berkeley National Laboratory (Wiser and Bolinger) | http://www1.eere.energy.gov/windandhydro/pdfs/43025.pdf | Y | 2008 | 24 | 24 | Table 7 | Y
Wind | Systems > 50 kW | East (NY, PA, NJ, DE, MD, VA, WV, KT, TN, NC) | Capacity Factor |  | 26.7 | % | 2004-2005 |  | 2004-2005 | Average - simple | 2 | Berkeley Lab Database | Historical | Annual Report on U.S. Wind Power Installation, Cost, and Performance Trends: 2007 | Lawrence Berkeley National Laboratory (Wiser and Bolinger) | http://www1.eere.energy.gov/windandhydro/pdfs/43025.pdf | Y | 2008 | 24 | 24 | Table 7 | Y
Wind | Systems > 50 kW | Greatlakes (MI, IL, OH, IN, WI) | Capacity Factor |  | 31 | % | 2004-2005 |  | 2004-2005 | Average - simple | 1 | Berkeley Lab Database | Historical | Annual Report on U.S. Wind Power Installation, Cost, and Performance Trends: 2007 | Lawrence Berkeley National Laboratory (Wiser and Bolinger) | http://www1.eere.energy.gov/windandhydro/pdfs/43025.pdf | Y | 2008 | 24 | 24 | Table 7 | Y
Wind | Systems > 50 kW | Heartland (ND, SD, NE, KS, AR, MO, IA, MN,) | Capacity Factor |  | 36.8 | % | 2004-2005 |  | 2004-2005 | Average - simple | 16 | Berkeley Lab Database | Historical | Annual Report on U.S. Wind Power Installation, Cost, and Performance Trends: 2007 | Lawrence Berkeley National Laboratory (Wiser and Bolinger) | http://www1.eere.energy.gov/windandhydro/pdfs/43025.pdf | Y | 2008 | 24 | 24 | Table 7 | Y
Wind | Systems > 50 kW | Mountain (AZ, NV, WY, UT, CO, NM) | Capacity Factor |  | 38.9 | % | 2004-2005 |  | 2004-2005 | Average - simple | 3 | Berkeley Lab Database | Historical | Annual Report on U.S. Wind Power Installation, Cost, and Performance Trends: 2007 | Lawrence Berkeley National Laboratory (Wiser and Bolinger) | http://www1.eere.energy.gov/windandhydro/pdfs/43025.pdf | Y | 2008 | 24 | 24 | Table 7 | Y
Wind | Systems > 50 kW | Northwest (WA, OR, ID, MT) | Capacity Factor |  | 34 | % | 2004-2005 |  | 2004-2005 | Average - simple | 5 | Berkeley Lab Database | Historical | Annual Report on U.S. Wind Power Installation, Cost, and Performance Trends: 2007 | Lawrence Berkeley National Laboratory (Wiser and Bolinger) | http://www1.eere.energy.gov/windandhydro/pdfs/43025.pdf | Y | 2008 | 24 | 24 | Table 7 | Y
Wind | Systems > 50 kW | TX | Capacity Factor |  | 34.5 | % | 2004-2005 |  | 2004-2005 | Average - simple | 4 | Berkeley Lab Database | Historical | Annual Report on U.S. Wind Power Installation, Cost, and Performance Trends: 2007 | Lawrence Berkeley National Laboratory (Wiser and Bolinger) | http://www1.eere.energy.gov/windandhydro/pdfs/43025.pdf | Y | 2008 | 24 | 24 | Table 7 | Y
Wind | Utility Central Station | CA, AZ, NV, OR, WA | Capacity Factor |  | 25 | % | 2007 |  | 2007 | Range: minimum | Unspecified | Interviews | Historical | California Energy Commission: Renewable Energy Transmission Initiative Phase 1A Final report | Black & Veatch | http://www.energy.ca.gov/2008publications/RETI-1000-2008-002/RETI-1000-2008-002-F.PDF | Y | 2008 | 5-49 | 148 | Table 5-13 | Y | Inputs include capital costs, generation interconnection costs, O&M - fixed and variable, incentives, net plant output,
Wind | Utility Central Station | CA, AZ, NV, OR, WA | Capacity Factor |  | 40 | % | 2007 |  | 2007 | Range: maximum | Unspecified | Interviews | Historical | California Energy Commission: Renewable Energy Transmission Initiative Phase 1A Final report | Black & Veatch | http://www.energy.ca.gov/2008publications/RETI-1000-2008-002/RETI-1000-2008-002-F.PDF | Y | 2008 | 5-49 | 148 | Table 5-13 | Y | Inputs include capital costs, generation interconnection costs, O&M - fixed and variable, incentives, net plant output,
Wind | Systems > 50 kW; project vintage pre-1998 | New England (ME, NH, VT, RI, CT, MA) | Capacity Factor |  | 19.3 | % | 2008 | n/a | 2008 | Average - capacity-weighted | 1 | Berkeley Lab Database | Historical | 2008 Wind Technologies Market Report | Lawrence Berkeley National Laboratory (Wiser and Bolinger) | http://eetd.lbl.gov/EA/emp/reports/2008-wind-technologies.pdf | Y | 2009 | 39 | 46 | Table 7 | Y
Wind | Systems > 50 kW; project vintage 1998-1999 | Great Lakes (MI, WI, IL, IN, OH) | Capacity Factor |  | 20.5 | % | 2008 | n/a | 2008 | Average - capacity-weighted | 2 | Berkeley Lab Database | Historical | 2008 Wind Technologies Market Report | Lawrence Berkeley National Laboratory (Wiser and Bolinger) | http://eetd.lbl.gov/EA/emp/reports/2008-wind-technologies.pdf | Y | 2009 | 39 | 46 | Table 7 | Y
Wind | Systems > 50 kW; project vintage 2006 | New England (ME, NH, VT, RI, CT, MA) | Capacity Factor |  | 21.3 | % | 2008 | n/a | 2008 | Average - capacity-weighted | 3 | Berkeley Lab Database | Historical | 2008 Wind Technologies Market Report | Lawrence Berkeley National Laboratory (Wiser and Bolinger) | http://eetd.lbl.gov/EA/emp/reports/2008-wind-technologies.pdf | Y | 2009 | 39 | 46 | Table 7 | Y
Wind | Systems > 50 kW; project vintage pre-1998 | CA | Capacity Factor |  | 22.1 | % | 2008 | n/a | 2008 | Average - capacity-weighted | 8 | Berkeley Lab Database | Historical | 2008 Wind Technologies Market Report | Lawrence Berkeley National Laboratory (Wiser and Bolinger) | http://eetd.lbl.gov/EA/emp/reports/2008-wind-technologies.pdf | Y | 2009 | 39 | 46 | Table 7 | Y
Wind | Systems > 50 kW; project vintage 2000-2001 | Great Lakes (MI, WI, IL, IN, OH) | Capacity Factor |  | 22.3 | % | 2008 | n/a | 2008 | Average - capacity-weighted | 1 | Berkeley Lab Database | Historical | 2008 Wind Technologies Market Report | Lawrence Berkeley National Laboratory (Wiser and Bolinger) | http://eetd.lbl.gov/EA/emp/reports/2008-wind-technologies.pdf | Y | 2009 | 39 | 46 | Table 7 | Y
Wind | Systems > 50 kW; project vintage 2000-2001 | East (TN, KY, NY, PA, NJ, DE, MD, DC, VA, WV, NC) | Capacity Factor |  | 22.6 | % | 2008 | n/a | 2008 | Average - capacity-weighted | 7 | Berkeley Lab Database | Historical | 2008 Wind Technologies Market Report | Lawrence Berkeley National Laboratory (Wiser and Bolinger) | http://eetd.lbl.gov/EA/emp/reports/2008-wind-technologies.pdf | Y | 2009 | 39 | 46 | Table 7 | Y
Wind | Systems > 50 kW; project vintage 2000-2001 | New England (ME, NH, VT, RI, CT, MA) | Capacity Factor |  | 25.5 | % | 2008 | n/a | 2008 | Average - capacity-weighted | 1 | Berkeley Lab Database | Historical | 2008 Wind Technologies Market Report | Lawrence Berkeley National Laboratory (Wiser and Bolinger) | http://eetd.lbl.gov/EA/emp/reports/2008-wind-technologies.pdf | Y | 2009 | 39 | 46 | Table 7 | Y
Wind | Systems > 50 kW; project vintage 2002-2003 | Great Lakes (MI, WI, IL, IN, OH) | Capacity Factor |  | 25.7 | % | 2008 | n/a | 2008 | Average - capacity-weighted | 1 | Berkeley Lab Database | Historical | 2008 Wind Technologies Market Report | Lawrence Berkeley National Laboratory (Wiser and Bolinger) | http://eetd.lbl.gov/EA/emp/reports/2008-wind-technologies.pdf | Y | 2009 | 39 | 46 | Table 7 | Y
Wind | Systems > 50 kW; project vintage 2007 | East (TN, KY, NY, PA, NJ, DE, MD, DC, VA, WV, NC) | Capacity Factor |  | 27 | % | 2008 | n/a | 2008 | Average - capacity-weighted | 4 | Berkeley Lab Database | Historical | 2008 Wind Technologies Market Report | Lawrence Berkeley National Laboratory (Wiser and Bolinger) | http://eetd.lbl.gov/EA/emp/reports/2008-wind-technologies.pdf | Y | 2009 | 39 | 46 | Table 7 | Y
Wind | Systems > 50 kW; project vintage 2000-2007 | East (TN, KY, NY, PA, NJ, DE, MD, DC, VA, WV, NC) | Capacity Factor |  | 27.1 | % | 2008 | n/a | 2008 | Average - capacity-weighted | 17 | Berkeley Lab Database | Historical | 2008 Wind Technologies Market Report | Lawrence Berkeley National Laboratory (Wiser and Bolinger) | http://eetd.lbl.gov/EA/emp/reports/2008-wind-technologies.pdf | Y | 2009 | 39 | 46 | Table 7 | Y
Wind | Systems > 50 kW; project vintage 2002-2003 | East (TN, KY, NY, PA, NJ, DE, MD, DC, VA, WV, NC) | Capacity Factor |  | 27.7 | % | 2008 | n/a | 2008 | Average - capacity-weighted | 3 | Berkeley Lab Database | Historical | 2008 Wind Technologies Market Report | Lawrence Berkeley National Laboratory (Wiser and Bolinger) | http://eetd.lbl.gov/EA/emp/reports/2008-wind-technologies.pdf | Y | 2009 | 39 | 46 | Table 7 | Y
Wind | Systems > 50 kW; project vintage 2000-2001 | Northwest (WA, OR, ID, MT) | Capacity Factor |  | 27.7 | % | 2008 | n/a | 2008 | Average - capacity-weighted | 3 | Berkeley Lab Database | Historical | 2008 Wind Technologies Market Report | Lawrence Berkeley National Laboratory (Wiser and Bolinger) | http://eetd.lbl.gov/EA/emp/reports/2008-wind-technologies.pdf | Y | 2009 | 39 | 46 | Table 7 | Y
Wind | Systems > 50 kW; project vintage 2004-2005 | East (TN, KY, NY, PA, NJ, DE, MD, DC, VA, WV, NC) | Capacity Factor |  | 27.8 | % | 2008 | n/a | 2008 | Average - capacity-weighted | 2 | Berkeley Lab Database | Historical | 2008 Wind Technologies Market Report | Lawrence Berkeley National Laboratory (Wiser and Bolinger) | http://eetd.lbl.gov/EA/emp/reports/2008-wind-technologies.pdf | Y | 2009 | 39 | 46 | Table 7 | Y
Wind | Systems > 50 kW; project vintage 1998-2006 | CA | Capacity Factor |  | 28.1 | % | 2008 | n/a | 2008 | Average - capacity-weighted | 25 | Berkeley Lab Database | Historical | 2008 Wind Technologies Market Report | Lawrence Berkeley National Laboratory (Wiser and Bolinger) | http://eetd.lbl.gov/EA/emp/reports/2008-wind-technologies.pdf | Y | 2009 | 39 | 46 | Table 7 | Y
Wind | Systems > 50 kW; project vintage 1998-1999 | Heartland (ND, SD, NE, OK, KS, MN, IA, MO, MI) | Capacity Factor |  | 29.2 | % | 2008 | n/a | 2008 | Average - capacity-weighted | 9 | Berkeley Lab Database | Historical | 2008 Wind Technologies Market Report | Lawrence Berkeley National Laboratory (Wiser and Bolinger) | http://eetd.lbl.gov/EA/emp/reports/2008-wind-technologies.pdf | Y | 2009 | 39 | 46 | Table 7 | Y
Wind | Systems > 50 kW; project vintage 2002-2003 | CA | Capacity Factor |  | 29.9 | % | 2008 | n/a | 2008 | Average - capacity-weighted | 4 | Berkeley Lab Database | Historical | 2008 Wind Technologies Market Report | Lawrence Berkeley National Laboratory (Wiser and Bolinger) | http://eetd.lbl.gov/EA/emp/reports/2008-wind-technologies.pdf | Y | 2009 | 39 | 46 | Table 7 | Y
Wind | Systems > 50 kW; project vintage 1998-1999 | CA | Capacity Factor |  | 30.3 | % | 2008 | n/a | 2008 | Average - capacity-weighted | 7 | Berkeley Lab Database | Historical | 2008 Wind Technologies Market Report | Lawrence Berkeley National Laboratory (Wiser and Bolinger) | http://eetd.lbl.gov/EA/emp/reports/2008-wind-technologies.pdf | Y | 2009 | 39 | 46 | Table 7 | Y
Wind | Systems > 50 kW; project vintage 2006 | East (TN, KY, NY, PA, NJ, DE, MD, DC, VA, WV, NC) | Capacity Factor |  | 30.7 | % | 2008 | n/a | 2008 | Average - capacity-weighted | 1 | Berkeley Lab Database | Historical | 2008 Wind Technologies Market Report | Lawrence Berkeley National Laboratory (Wiser and Bolinger) | http://eetd.lbl.gov/EA/emp/reports/2008-wind-technologies.pdf | Y | 2009 | 39 | 46 | Table 7 | Y
Wind | Systems > 50 kW; project vintage 2000-2001 | CA | Capacity Factor |  | 31.9 | % | 2008 | n/a | 2008 | Average - capacity-weighted | 1 | Berkeley Lab Database | Historical | 2008 Wind Technologies Market Report | Lawrence Berkeley National Laboratory (Wiser and Bolinger) | http://eetd.lbl.gov/EA/emp/reports/2008-wind-technologies.pdf | Y | 2009 | 39 | 46 | Table 7 | Y
Wind | Systems > 50 kW; project vintage 2000-2001 | Mountain (WY, CO, UT, AZ, NM, NV) | Capacity Factor |  | 31.9 | % | 2008 | n/a | 2008 | Average - capacity-weighted | 4 | Berkeley Lab Database | Historical | 2008 Wind Technologies Market Report | Lawrence Berkeley National Laboratory (Wiser and Bolinger) | http://eetd.lbl.gov/EA/emp/reports/2008-wind-technologies.pdf | Y | 2009 | 39 | 46 | Table 7 | Y
Wind | Systems > 50 kW; project vintage 2004-2005 | Great Lakes (MI, WI, IL, IN, OH) | Capacity Factor |  | 32 | % | 2008 | n/a | 2008 | Average - capacity-weighted | 1 | Berkeley Lab Database | Historical | 2008 Wind Technologies Market Report | Lawrence Berkeley National Laboratory (Wiser and Bolinger) | http://eetd.lbl.gov/EA/emp/reports/2008-wind-technologies.pdf | Y | 2009 | 39 | 46 | Table 7 | Y
Wind | Systems > 50 kW; project vintage 1998-2007 | New England (ME, NH, VT, RI, CT, MA) | Capacity Factor |  | 32.1 | % | 2008 | n/a | 2008 | Average - capacity-weighted | 7 | Berkeley Lab Database | Historical | 2008 Wind Technologies Market Report | Lawrence Berkeley National Laboratory (Wiser and Bolinger) | http://eetd.lbl.gov/EA/emp/reports/2008-wind-technologies.pdf | Y | 2009 | 39 | 46 | Table 7 | Y
Wind | Systems > 50 kW; project vintage 2000-2001 | TX | Capacity Factor |  | 32.1 | % | 2008 | n/a | 2008 | Average - capacity-weighted | 4 | Berkeley Lab Database | Historical | 2008 Wind Technologies Market Report | Lawrence Berkeley National Laboratory (Wiser and Bolinger) | http://eetd.lbl.gov/EA/emp/reports/2008-wind-technologies.pdf | Y | 2009 | 39 | 46 | Table 7 | Y
Wind | Systems > 50 kW; project vintage 1998-2007 | Great Lakes (MI, WI, IL, IN, OH) | Capacity Factor |  | 32.5 | % | 2008 | n/a | 2008 | Average - capacity-weighted | 10 | Berkeley Lab Database | Historical | 2008 Wind Technologies Market Report | Lawrence Berkeley National Laboratory (Wiser and Bolinger) | http://eetd.lbl.gov/EA/emp/reports/2008-wind-technologies.pdf | Y | 2009 | 39 | 46 | Table 7 | Y
Wind | Systems > 50 kW; project vintage 2006 | TX | Capacity Factor |  | 32.5 | % | 2008 | n/a | 2008 | Average - capacity-weighted | 2 | Berkeley Lab Database | Historical | 2008 Wind Technologies Market Report | Lawrence Berkeley National Laboratory (Wiser and Bolinger) | http://eetd.lbl.gov/EA/emp/reports/2008-wind-technologies.pdf | Y | 2009 | 39 | 46 | Table 7 | Y
Wind | Systems > 50 kW; project vintage 2002-2003 | Mountain (WY, CO, UT, AZ, NM, NV) | Capacity Factor |  | 33.3 | % | 2008 | n/a | 2008 | Average - capacity-weighted | 3 | Berkeley Lab Database | Historical | 2008 Wind Technologies Market Report | Lawrence Berkeley National Laboratory (Wiser and Bolinger) | http://eetd.lbl.gov/EA/emp/reports/2008-wind-technologies.pdf | Y | 2009 | 39 | 46 | Table 7 | Y
Wind | Systems > 50 kW; project vintage 2007 | Northwest (WA, OR, ID, MT) | Capacity Factor |  | 33.7 | % | 2008 | n/a | 2008 | Average - capacity-weighted | 4 | Berkeley Lab Database | Historical | 2008 Wind Technologies Market Report | Lawrence Berkeley National Laboratory (Wiser and Bolinger) | http://eetd.lbl.gov/EA/emp/reports/2008-wind-technologies.pdf | Y | 2009 | 39 | 46 | Table 7 | Y
Wind | Systems > 50 kW; project vintage 2007 | Great Lakes (MI, WI, IL, IN, OH) | Capacity Factor |  | 33.8 | % | 2008 | n/a | 2008 | Average - capacity-weighted | 5 | Berkeley Lab Database | Historical | 2008 Wind Technologies Market Report | Lawrence Berkeley National Laboratory (Wiser and Bolinger) | http://eetd.lbl.gov/EA/emp/reports/2008-wind-technologies.pdf | Y | 2009 | 39 | 46 | Table 7 | Y
Wind | Systems > 50 kW; project vintage 1998-2007 | Northwest (WA, OR, ID, MT) | Capacity Factor |  | 33.8 | % | 2008 | n/a | 2008 | Average - capacity-weighted | 19 | Berkeley Lab Database | Historical | 2008 Wind Technologies Market Report | Lawrence Berkeley National Laboratory (Wiser and Bolinger) | http://eetd.lbl.gov/EA/emp/reports/2008-wind-technologies.pdf | Y | 2009 | 39 | 46 | Table 7 | Y
Wind | Systems > 50 kW; project vintage 2007 | Heartland (ND, SD, NE, OK, KS, MN, IA, MO, MI) | Capacity Factor |  | 34.2 | % | 2008 | n/a | 2008 | Average - capacity-weighted | 10 | Berkeley Lab Database | Historical | 2008 Wind Technologies Market Report | Lawrence Berkeley National Laboratory (Wiser and Bolinger) | http://eetd.lbl.gov/EA/emp/reports/2008-wind-technologies.pdf | Y | 2009 | 39 | 46 | Table 7 | Y
Wind | Systems > 50 kW; project vintage 1998-2007 | TX | Capacity Factor |  | 34.4 | % | 2008 | n/a | 2008 | Average - capacity-weighted | 18 | Berkeley Lab Database | Historical | 2008 Wind Technologies Market Report | Lawrence Berkeley National Laboratory (Wiser and Bolinger) | http://eetd.lbl.gov/EA/emp/reports/2008-wind-technologies.pdf | Y | 2009 | 39 | 46 | Table 7 | Y
Wind | Systems > 50 kW; project vintage 2007 | New England (ME, NH, VT, RI, CT, MA) | Capacity Factor |  | 34.8 | % | 2008 | n/a | 2008 | Average - capacity-weighted | 2 | Berkeley Lab Database | Historical | 2008 Wind Technologies Market Report | Lawrence Berkeley National Laboratory (Wiser and Bolinger) | http://eetd.lbl.gov/EA/emp/reports/2008-wind-technologies.pdf | Y | 2009 | 39 | 46 | Table 7 | Y
Wind | Systems > 50 kW; project vintage 2000-2001 | Heartland (ND, SD, NE, OK, KS, MN, IA, MO, MI) | Capacity Factor |  | 34.8 | % | 2008 | n/a | 2008 | Average - capacity-weighted | 8 | Berkeley Lab Database | Historical | 2008 Wind Technologies Market Report | Lawrence Berkeley National Laboratory (Wiser and Bolinger) | http://eetd.lbl.gov/EA/emp/reports/2008-wind-technologies.pdf | Y | 2009 | 39 | 46 | Table 7 | Y
Wind | Systems > 50 kW; project vintage 2006 | Northwest (WA, OR, ID, MT) | Capacity Factor |  | 35 | % | 2008 | n/a | 2008 | Average - capacity-weighted | 4 | Berkeley Lab Database | Historical | 2008 Wind Technologies Market Report | Lawrence Berkeley National Laboratory (Wiser and Bolinger) | http://eetd.lbl.gov/EA/emp/reports/2008-wind-technologies.pdf | Y | 2009 | 39 | 46 | Table 7 | Y
Wind | Systems > 50 kW; project vintage 1998-1999 | Northwest (WA, OR, ID, MT) | Capacity Factor |  | 35.7 | % | 2008 | n/a | 2008 | Average - capacity-weighted | 1 | Berkeley Lab Database | Historical | 2008 Wind Technologies Market Report | Lawrence Berkeley National Laboratory (Wiser and Bolinger) | http://eetd.lbl.gov/EA/emp/reports/2008-wind-technologies.pdf | Y | 2009 | 39 | 46 | Table 7 | Y
Wind | Systems > 50 kW; project vintage 2002-2003 | Heartland (ND, SD, NE, OK, KS, MN, IA, MO, MI) | Capacity Factor |  | 35.7 | % | 2008 | n/a | 2008 | Average - capacity-weighted | 18 | Berkeley Lab Database | Historical | 2008 Wind Technologies Market Report | Lawrence Berkeley National Laboratory (Wiser and Bolinger) | http://eetd.lbl.gov/EA/emp/reports/2008-wind-technologies.pdf | Y | 2009 | 39 | 46 | Table 7 | Y
Wind | Systems > 50 kW; project vintage 1998-2007 | Heartland (ND, SD, NE, OK, KS, MN, IA, MO, MI) | Capacity Factor |  | 35.7 | % | 2008 | n/a | 2008 | Average - capacity-weighted | 67 | Berkeley Lab Database | Historical | 2008 Wind Technologies Market Report | Lawrence Berkeley National Laboratory (Wiser and Bolinger) | http://eetd.lbl.gov/EA/emp/reports/2008-wind-technologies.pdf | Y | 2009 | 39 | 46 | Table 7 | Y
Wind | Systems > 50 kW; project vintage 2007 | TX | Capacity Factor |  | 35.8 | % | 2008 | n/a | 2008 | Average - capacity-weighted | 7 | Berkeley Lab Database | Historical | 2008 Wind Technologies Market Report | Lawrence Berkeley National Laboratory (Wiser and Bolinger) | http://eetd.lbl.gov/EA/emp/reports/2008-wind-technologies.pdf | Y | 2009 | 39 | 46 | Table 7 | Y
Wind | Systems > 50 kW; project vintage 2004-2005 | CA | Capacity Factor |  | 35.9 | % | 2008 | n/a | 2008 | Average - capacity-weighted | 3 | Berkeley Lab Database | Historical | 2008 Wind Technologies Market Report | Lawrence Berkeley National Laboratory (Wiser and Bolinger) | http://eetd.lbl.gov/EA/emp/reports/2008-wind-technologies.pdf | Y | 2009 | 39 | 46 | Table 7 | Y
Wind | Systems > 50 kW; project vintage 2004-2005 | Northwest (WA, OR, ID, MT) | Capacity Factor |  | 36 | % | 2008 | n/a | 2008 | Average - capacity-weighted | 5 | Berkeley Lab Database | Historical | 2008 Wind Technologies Market Report | Lawrence Berkeley National Laboratory (Wiser and Bolinger) | http://eetd.lbl.gov/EA/emp/reports/2008-wind-technologies.pdf | Y | 2009 | 39 | 46 | Table 7 | Y
Wind | Systems > 50 kW; project vintage 2002-2003 | TX | Capacity Factor |  | 36.1 | % | 2008 | n/a | 2008 | Average - capacity-weighted | 1 | Berkeley Lab Database | Historical | 2008 Wind Technologies Market Report | Lawrence Berkeley National Laboratory (Wiser and Bolinger) | http://eetd.lbl.gov/EA/emp/reports/2008-wind-technologies.pdf | Y | 2009 | 39 | 46 | Table 7 | Y
Wind | Systems > 50 kW; project vintage 2006 | CA | Capacity Factor |  | 36.8 | % | 2008 | n/a | 2008 | Average - capacity-weighted | 2 | Berkeley Lab Database | Historical | 2008 Wind Technologies Market Report | Lawrence Berkeley National Laboratory (Wiser and Bolinger) | http://eetd.lbl.gov/EA/emp/reports/2008-wind-technologies.pdf | Y | 2009 | 39 | 46 | Table 7 | Y
Wind | Systems > 50 kW; project vintage 2004-2005 | TX | Capacity Factor |  | 37.2 | % | 2008 | n/a | 2008 | Average - capacity-weighted | 4 | Berkeley Lab Database | Historical | 2008 Wind Technologies Market Report | Lawrence Berkeley National Laboratory (Wiser and Bolinger) | http://eetd.lbl.gov/EA/emp/reports/2008-wind-technologies.pdf | Y | 2009 | 39 | 46 | Table 7 | Y
Wind | Systems > 50 kW; project vintage 1998-2007 | Mountain (WY, CO, UT, AZ, NM, NV) | Capacity Factor |  | 37.2 | % | 2008 | n/a | 2008 | Average - capacity-weighted | 17 | Berkeley Lab Database | Historical | 2008 Wind Technologies Market Report | Lawrence Berkeley National Laboratory (Wiser and Bolinger) | http://eetd.lbl.gov/EA/emp/reports/2008-wind-technologies.pdf | Y | 2009 | 39 | 46 | Table 7 | Y
Wind | Systems > 50 kW; project vintage 2007 | Mountain (WY, CO, UT, AZ, NM, NV) | Capacity Factor |  | 38.2 | % | 2008 | n/a | 2008 | Average - capacity-weighted | 4 | Berkeley Lab Database | Historical | 2008 Wind Technologies Market Report | Lawrence Berkeley National Laboratory (Wiser and Bolinger) | http://eetd.lbl.gov/EA/emp/reports/2008-wind-technologies.pdf | Y | 2009 | 39 | 46 | Table 7 | Y
Wind | Systems > 50 kW; project vintage 1998-1999 | Mountain (WY, CO, UT, AZ, NM, NV) | Capacity Factor |  | 38.3 | % | 2008 | n/a | 2008 | Average - capacity-weighted | 2 | Berkeley Lab Database | Historical | 2008 Wind Technologies Market Report | Lawrence Berkeley National Laboratory (Wiser and Bolinger) | http://eetd.lbl.gov/EA/emp/reports/2008-wind-technologies.pdf | Y | 2009 | 39 | 46 | Table 7 | Y
Wind | Systems > 50 kW; project vintage 2004-2005 | Heartland (ND, SD, NE, OK, KS, MN, IA, MO, MI) | Capacity Factor |  | 39.1 | % | 2008 | n/a | 2008 | Average - capacity-weighted | 15 | Berkeley Lab Database | Historical | 2008 Wind Technologies Market Report | Lawrence Berkeley National Laboratory (Wiser and Bolinger) | http://eetd.lbl.gov/EA/emp/reports/2008-wind-technologies.pdf | Y | 2009 | 39 | 46 | Table 7 | Y
Wind | Systems > 50 kW; project vintage 2006 | Mountain (WY, CO, UT, AZ, NM, NV) | Capacity Factor |  | 39.7 | % | 2008 | n/a | 2008 | Average - capacity-weighted | 2 | Berkeley Lab Database | Historical | 2008 Wind Technologies Market Report | Lawrence Berkeley National Laboratory (Wiser and Bolinger) | http://eetd.lbl.gov/EA/emp/reports/2008-wind-technologies.pdf | Y | 2009 | 39 | 46 | Table 7 | Y
Wind | Systems > 50 kW; project vintage 2006 | HI | Capacity Factor |  | 39.7 | % | 2008 | n/a | 2008 | Average - capacity-weighted | 2 | Berkeley Lab Database | Historical | 2008 Wind Technologies Market Report | Lawrence Berkeley National Laboratory (Wiser and Bolinger) | http://eetd.lbl.gov/EA/emp/reports/2008-wind-technologies.pdf | Y | 2009 | 39 | 46 | Table 7 | Y
Wind | Systems > 50 kW; project vintage 2002-2003 | Northwest (WA, OR, ID, MT) | Capacity Factor |  | 40.3 | % | 2008 | n/a | 2008 | Average - capacity-weighted | 2 | Berkeley Lab Database | Historical | 2008 Wind Technologies Market Report | Lawrence Berkeley National Laboratory (Wiser and Bolinger) | http://eetd.lbl.gov/EA/emp/reports/2008-wind-technologies.pdf | Y | 2009 | 39 | 46 | Table 7 | Y
Wind | Systems > 50 kW; project vintage 2006 | Heartland (ND, SD, NE, OK, KS, MN, IA, MO, MI) | Capacity Factor |  | 40.4 | % | 2008 | n/a | 2008 | Average - capacity-weighted | 7 | Berkeley Lab Database | Historical | 2008 Wind Technologies Market Report | Lawrence Berkeley National Laboratory (Wiser and Bolinger) | http://eetd.lbl.gov/EA/emp/reports/2008-wind-technologies.pdf | Y | 2009 | 39 | 46 | Table 7 | Y
Wind | Systems > 50 kW; project vintage 2004-2005 | Mountain (WY, CO, UT, AZ, NM, NV) | Capacity Factor |  | 44 | % | 2008 | n/a | 2008 | Average - capacity-weighted | 2 | Berkeley Lab Database | Historical | 2008 Wind Technologies Market Report | Lawrence Berkeley National Laboratory (Wiser and Bolinger) | http://eetd.lbl.gov/EA/emp/reports/2008-wind-technologies.pdf | Y | 2009 | 39 | 46 | Table 7 | Y
Wind | Systems > 50 kW; project vintage 2006-2007 | HI | Capacity Factor |  | 44.1 | % | 2008 | n/a | 2008 | Average - capacity-weighted | 3 | Berkeley Lab Database | Historical | 2008 Wind Technologies Market Report | Lawrence Berkeley National Laboratory (Wiser and Bolinger) | http://eetd.lbl.gov/EA/emp/reports/2008-wind-technologies.pdf | Y | 2009 | 39 | 46 | Table 7 | Y
Wind | Systems > 50 kW; project vintage 2007 | HI | Capacity Factor |  | 52.7 | % | 2008 | n/a | 2008 | Average - capacity-weighted | 1 | Berkeley Lab Database | Historical | 2008 Wind Technologies Market Report | Lawrence Berkeley National Laboratory (Wiser and Bolinger) | http://eetd.lbl.gov/EA/emp/reports/2008-wind-technologies.pdf | Y | 2009 | 39 | 46 | Table 7 | Y
Wind |  | U.S. | Installed Costs - Capital Costs | N | 1900 | $/kW | 2008 | 2008 | 2008 | Range: minimum | Unspecified | Lazard estimates | Historical | Levelized Cost of Energy Analysis - Version 3.0 DRAFT | Lazard |  | Y | 2009 | 9 | 10 |  | Y | Reflects ITC and accelerated asset depreciation, as applicable. Assumes 20-year useful life.
Wind |  | U.S. | Installed Costs - Capital Costs | N | 2500 | $/kW | 2008 | 2008 | 2008 | Range: maximum | Unspecified | Lazard estimates | Historical | Levelized Cost of Energy Analysis - Version 3.0 DRAFT | Lazard |  | Y | 2009 | 9 | 10 |  | Y | Reflects ITC and accelerated asset depreciation, as applicable. Assumes 20-year useful life.
Wind |  | U.S. | Installed Costs - Capital Costs | N | 1900 | $/MWh | 2008 | 2008 | 2008 | Range: minimum | Unspecified | Lazard estimates | Historical | Levelized Cost of Energy Analysis - Version 3.0 DRAFT | Lazard |  | Y | 2009 | 15 | 16 |  | Y | Reflects ITC and accelerated asset depreciation, as applicable. Assumes 20-year useful life.
Wind |  | U.S. | Installed Costs - Capital Costs | N | 2500 | $/MWh | 2008 | 2008 | 2008 | Range: maximum | Unspecified | Lazard estimates | Historical | Levelized Cost of Energy Analysis - Version 3.0 DRAFT | Lazard |  | Y | 2009 | 15 | 16 |  | Y | Reflects ITC and accelerated asset depreciation, as applicable. Assumes 20-year useful life.
Wind | Turbine costs | U.S. | Installed Costs - Capital Costs | Y | 1300 | $/kW | 2006 | 2006 | 2006 | Average - simple | Unspecified | Modeling/Interviews | Historical | 20 Percent Wind Energy Penetration in the United States | Black & Veatch | http://www.20percentwind.org/Black_Veatch_20_Percent_Report.pdf | Y | 2007 | 5-5 | 42 |  | Y | Turbine costs only. Represents 75% of total plant costs.
Wind |  | U.S. | Installed Costs - Capital Costs | Y | 1730 | $/kW | 2006 | 2006 | 2006 | Average - simple | Unspecified | Modeling | Historical | 20 Percent Wind Energy Penetration in the United States | Black & Veatch | http://www.20percentwind.org/Black_Veatch_20_Percent_Report.pdf | Y | 2007 | 5-5 | 42 |  | Y | Includes construction financing, but not cost of transmission access.
Wind | Turbines for systems > 50 kW, excludes Hawaii | U.S. | Installed Costs - Capital Costs | Y | 1125 | $/kW | 2006 | 2007 | 2006 | Average - capacity-weighted | Unspecified | Berkeley Lab Database | Historical | Annual Report on U.S. Wind Power Installation, Cost, and Performance Trends: 2007 | Lawrence Berkeley National Laboratory | http://www1.eere.energy.gov/windandhydro/pdfs/43025.pdf | Y | 2008 | 22 | 22 |  | Y
Wind | Turbines for systems > 50 kW | U.S. | Installed Costs - Capital Costs | Y | 1369.8457 | $/kW | 1997 | 2007 | 1997 | Average - simple | 2 | Berkeley Lab Database | Historical | Annual Report on U.S. Wind Power Installation, Cost, and Performance Trends: 2007 | Lawrence Berkeley National Laboratory (Wiser and Bolinger) | http://www1.eere.energy.gov/windandhydro/pdfs/43025.pdf | Y | 2008 | 21 | 21 | Figure 22 | Y | Numerical values provided by author.
Wind | Turbines for systems > 50 kW | U.S. | Installed Costs - Capital Costs | Y | 1049.3251 | $/kW | 1998 | 2007 | 1998 | Average - simple | 6 | Berkeley Lab Database | Historical | Annual Report on U.S. Wind Power Installation, Cost, and Performance Trends: 2007 | Lawrence Berkeley National Laboratory (Wiser and Bolinger) | http://www1.eere.energy.gov/windandhydro/pdfs/43025.pdf | Y | 2008 | 21 | 21 | Figure 22 | Y | Numerical values provided by author.
Wind | Turbines for systems > 50 kW | U.S. | Installed Costs - Capital Costs | Y | 681.1903 | $/kW | 2000 | 2007 | 2000 | Average - simple | 2 | Berkeley Lab Database | Historical | Annual Report on U.S. Wind Power Installation, Cost, and Performance Trends: 2007 | Lawrence Berkeley National Laboratory (Wiser and Bolinger) | http://www1.eere.energy.gov/windandhydro/pdfs/43025.pdf | Y | 2008 | 21 | 21 | Figure 22 | Y | Numerical values provided by author.
Wind | Turbines for systems > 50 kW | U.S. | Installed Costs - Capital Costs | Y | 752.8708 | $/kW | 2001 | 2007 | 2001 | Average - simple | 2 | Berkeley Lab Database | Historical | Annual Report on U.S. Wind Power Installation, Cost, and Performance Trends: 2007 | Lawrence Berkeley National Laboratory (Wiser and Bolinger) | http://www1.eere.energy.gov/windandhydro/pdfs/43025.pdf | Y | 2008 | 21 | 21 | Figure 22 | Y | Numerical values provided by author.
Wind | Turbines for systems > 50 kW | U.S. | Installed Costs - Capital Costs | Y | 716.5647 | $/kW | 2002 | 2007 | 2002 | Average - simple | 6 | Berkeley Lab Database | Historical | Annual Report on U.S. Wind Power Installation, Cost, and Performance Trends: 2007 | Lawrence Berkeley National Laboratory (Wiser and Bolinger) | http://www1.eere.energy.gov/windandhydro/pdfs/43025.pdf | Y | 2008 | 21 | 21 | Figure 22 | Y | Numerical values provided by author.
Wind | Turbines for systems > 50 kW | U.S. | Installed Costs - Capital Costs | Y | 943.9272 | $/kW | 2003 | 2007 | 2003 | Average - simple | 3 | Berkeley Lab Database | Historical | Annual Report on U.S. Wind Power Installation, Cost, and Performance Trends: 2007 | Lawrence Berkeley National Laboratory (Wiser and Bolinger) | http://www1.eere.energy.gov/windandhydro/pdfs/43025.pdf | Y | 2008 | 21 | 21 | Figure 22 | Y | Numerical values provided by author.
Wind | Turbines for systems > 50 kW | U.S. | Installed Costs - Capital Costs | Y | 956.2884 | $/kW | 2004 | 2007 | 2004 | Average - simple | 2 | Berkeley Lab Database | Historical | Annual Report on U.S. Wind Power Installation, Cost, and Performance Trends: 2007 | Lawrence Berkeley National Laboratory (Wiser and Bolinger) | http://www1.eere.energy.gov/windandhydro/pdfs/43025.pdf | Y | 2008 | 21 | 21 | Figure 22 | Y | Numerical values provided by author.
Wind | Turbines for systems > 50 kW | U.S. | Installed Costs - Capital Costs | Y | 1177.0249 | $/kW | 2005 | 2007 | 2005 | Average - simple | 3 | Berkeley Lab Database | Historical | Annual Report on U.S. Wind Power Installation, Cost, and Performance Trends: 2007 | Lawrence Berkeley National Laboratory (Wiser and Bolinger) | http://www1.eere.energy.gov/windandhydro/pdfs/43025.pdf | Y | 2008 | 21 | 21 | Figure 22 | Y | Numerical values provided by author.
CSP | Utility Central Station - excludes CSPV | CA, AZ, NV, OR, WA | LCOG | N | 192 | $/MWh | 2007 | 2007 | 2007 | Range: maximum | Unspecified | Interviews | Historical | California Energy Commission: Renewable Energy Transmission Initiative Phase 1A Final report | Black & Veatch | http://www.energy.ca.gov/2008publications/RETI-1000-2008-002/RETI-1000-2008-002-F.PDF | Y | 2008 | 5-25 | 124 | Table 5-5 | Corrected 5/22/2009 | Assumes 26-29% capacity factor. Inputs include capital costs, generation interconnection costs, O&M - fixed and variable, heat rate, incentives, net plant output, capacity factor, economic life, and cost for environmental mitigation.
CSP | Utility Central Station - excludes CSPV | CA, AZ, NV, OR, WA | Installed Costs - Capital Costs | N | 3800 | $/kWAC | 2007 | 2007 | 2007 | Range: minimum | Unspecified | Interviews | Historical | California Energy Commission: Renewable Energy Transmission Initiative Phase 1A Final report | Black & Veatch | http://www.energy.ca.gov/2008publications/RETI-1000-2008-002/RETI-1000-2008-002-F.PDF | Y | 2008 | 5-25 | 124 | Table 5-5 | Y | Assumes 26-29% capacity factor. Inputs include capital costs, generation interconnection costs, O&M - fixed and variable, heat rate, incentives, net plant output, capacity factor, economic life, and cost for environmental mitigation.
CSP | Utility Central Station - excludes CSPV | CA, AZ, NV, OR, WA | Installed Costs - Capital Costs | N | 4800 | $/kWAC | 2007 | 2007 | 2007 | Range: maximum | Unspecified | Interviews | Historical | California Energy Commission: Renewable Energy Transmission Initiative Phase 1A Final report | Black & Veatch | http://www.energy.ca.gov/2008publications/RETI-1000-2008-002/RETI-1000-2008-002-F.PDF | Y | 2008 | 5-25 | 124 | Table 5-5 | Y
CSP | Utility Central Station - excludes CSPV | CA, AZ, NV, OR, WA | LCOG | N | 143 | $/MWh | 2007 | 2007 | 2007 | Range: minimum | Unspecified | Interviews | Historical | California Energy Commission: Renewable Energy Transmission Initiative Phase 1A Final report | Black & Veatch | http://www.energy.ca.gov/2008publications/RETI-1000-2008-002/RETI-1000-2008-002-F.PDF | Y | 2008 | 5-25 | 124 | Table 5-5 | Y | Assumes 26-29% capacity factor. Inputs include capital costs, generation interconnection costs, O&M - fixed and variable, heat rate, incentives, net plant output, capacity factor, economic life, and cost for environmental mitigation.
CSP | Utility Central Station - excludes CSPV | CA, AZ, NV, OR, WA | O&M | N | 66 | $/kW-Yr | 2007 | 2007 | 2007 | Average - simple | Unspecified | Interviews | Historical | California Energy Commission: Renewable Energy Transmission Initiative Phase 1A Final report | Black & Veatch | http://www.energy.ca.gov/2008publications/RETI-1000-2008-002/RETI-1000-2008-002-F.PDF | Y | 2008 | 5-25 | 124 | Table 5-5 | Y
Solar PV | Utility Central Station - includes CSPV | CA, AZ, NV, OR, WA | Installed Costs - Capital Costs | N | 6500 | $/kWAC | 2007 | 2007 | 2007 | Range: minimum | Unspecified | Interviews | Historical | California Energy Commission: Renewable Energy Transmission Initiative Phase 1A Final report | Black & Veatch | http://www.energy.ca.gov/2008publications/RETI-1000-2008-002/RETI-1000-2008-002-F.PDF | Y | 2008 | 5-30 | 129 | Table 5-7 | Y | Assumes 25-30% capacity factor. Inputs include capital costs, generation interconnection costs, O&M - fixed and variable, heat rate, incentives, net plant output, capacity factor, economic life, and cost for environmental mitigation.
Solar PV | Utility Central Station - includes CSPV | CA, AZ, NV, OR, WA | Installed Costs - Capital Costs | N | 7500 | $/kWAC | 2007 | 2007 | 2007 | Range: maximum | Unspecified | Interviews | Historical | California Energy Commission: Renewable Energy Transmission Initiative Phase 1A Final report | Black & Veatch | http://www.energy.ca.gov/2008publications/RETI-1000-2008-002/RETI-1000-2008-002-F.PDF | Y | 2008 | 5-30 | 129 | Table 5-7 | Y
Solar PV | Utility Central Station - includes CSPV | CA, AZ, NV, OR, WA | LCOG | N | 201 | $/MWh | 2007 | 2007 | 2007 | Range: minimum | Unspecified | Interviews | Historical | California Energy Commission: Renewable Energy Transmission Initiative Phase 1A Final report | Black & Veatch | http://www.energy.ca.gov/2008publications/RETI-1000-2008-002/RETI-1000-2008-002-F.PDF | Y | 2008 | 5-30 | 129 | Table 5-7 | Y | Assumes 25-30% capacity factor. Inputs include capital costs, generation interconnection costs, O&M - fixed and variable, heat rate, incentives, net plant output, capacity factor, economic life, and cost for environmental mitigation.
Solar PV | Utility Central Station - includes CSPV | CA, AZ, NV, OR, WA | LCOG | N | 276 | $/MWh | 2007 | 2007 | 2007 | Range: maximum | Unspecified | Interviews | Historical | California Energy Commission: Renewable Energy Transmission Initiative Phase 1A Final report | Black & Veatch | http://www.energy.ca.gov/2008publications/RETI-1000-2008-002/RETI-1000-2008-002-F.PDF | Y | 2008 | 5-30 | 129 | Table 5-7 | Y
Solar PV | Utility Central Station - includes CSPV | CA, AZ, NV, OR, WA | O&M | N | 35 | $/kW-Yr | 2007 | 2007 | 2007 | Average - simple | Unspecified | Interviews | Historical | California Energy Commission: Renewable Energy Transmission Initiative Phase 1A Final report | Black & Veatch | http://www.energy.ca.gov/2008publications/RETI-1000-2008-002/RETI-1000-2008-002-F.PDF | Y | 2008 | 5-30 | 129 | Table 5-7 | Y
Geothermal | Utility Central Station | CA, AZ, NV, OR, WA | Capacity Factor |  | 70 | % | 2007 |  | 2007 | Range: minimum | Unspecified | Interviews | Historical | California Energy Commission: Renewable Energy Transmission Initiative Phase 1A Final report | Black & Veatch | http://www.energy.ca.gov/2008publications/RETI-1000-2008-002/RETI-1000-2008-002-F.PDF | Y | 2008 | 5-38 | 137 | Table 5-10 | Y
Geothermal | Utility Central Station | CA, AZ, NV, OR, WA | Capacity Factor |  | 90 | % | 2007 |  | 2007 | Range: maximum | Unspecified | Interviews | Historical | California Energy Commission: Renewable Energy Transmission Initiative Phase 1A Final report | Black & Veatch | http://www.energy.ca.gov/2008publications/RETI-1000-2008-002/RETI-1000-2008-002-F.PDF | Y | 2008 | 5-38 | 137 | Table 5-10 | Y
Geothermal | Utility Central Station | CA, AZ, NV, OR, WA | Installed Costs - Capital Costs | N | 3000 | $/kW | 2007 | 2007 | 2007 | Range: minimum | Unspecified | Interviews | Historical | California Energy Commission: Renewable Energy Transmission Initiative Phase 1A Final report | Black & Veatch | http://www.energy.ca.gov/2008publications/RETI-1000-2008-002/RETI-1000-2008-002-F.PDF | Y | 2008 | 5-38 | 137 | Table 5-10 | Y
Geothermal | Utility Central Station | CA, AZ, NV, OR, WA | Installed Costs - Capital Costs | N | 5000 | $/kW | 2007 | 2007 | 2007 | Range: maximum | Unspecified | Interviews | Historical | California Energy Commission: Renewable Energy Transmission Initiative Phase 1A Final report | Black & Veatch | http://www.energy.ca.gov/2008publications/RETI-1000-2008-002/RETI-1000-2008-002-F.PDF | Y | 2008 | 5-38 | 137 | Table 5-10 | Y
Geothermal | Utility Central Station | CA, AZ, NV, OR, WA | LCOG | N | 54 | $/MWh | 2007 | 2007 | 2007 | Range: minimum | Unspecified | Interviews | Historical | California Energy Commission: Renewable Energy Transmission Initiative Phase 1A Final report | Black & Veatch | http://www.energy.ca.gov/2008publications/RETI-1000-2008-002/RETI-1000-2008-002-F.PDF | Y | 2008 | 5-38 | 137 | Table 5-10 | Y | Inputs include capital costs, generation interconnection costs, O&M - fixed and variable, heat rate, incentives, net plant output,
Geothermal | Utility Central Station | CA, AZ, NV, OR, WA | LCOG | N | 107 | $/MWh | 2007 | 2007 | 2007 | Range: maximum | Unspecified | Interviews | Historical | California Energy Commission: Renewable Energy Transmission Initiative Phase 1A Final report | Black & Veatch | http://www.energy.ca.gov/2008publications/RETI-1000-2008-002/RETI-1000-2008-002-F.PDF | Y | 2008 | 5-38 | 137 | Table 5-10 | Y | Inputs include capital costs, generation interconnection costs, O&M - fixed and variable, heat rate, incentives, net plant output,
Geothermal | Utility Central Station | CA, AZ, NV, OR, WA | O&M | N | 25 | $/kW-Yr | 2007 | 2007 | 2007 | Range: minimum | Unspecified | Interviews | Historical | California Energy Commission: Renewable Energy Transmission Initiative Phase 1A Final report | Black & Veatch | http://www.energy.ca.gov/2008publications/RETI-1000-2008-002/RETI-1000-2008-002-F.PDF | Y | 2008 | 5-38 | 137 | Table 5-10 | Y | Includes all O&M Costs
Geothermal | Utility Central Station | CA, AZ, NV, OR, WA | O&M | N | 30 | $/kW-Yr | 2007 | 2007 | 2007 | Range: maximum | Unspecified | Interviews | Historical | California Energy Commission: Renewable Energy Transmission Initiative Phase 1A Final report | Black & Veatch | http://www.energy.ca.gov/2008publications/RETI-1000-2008-002/RETI-1000-2008-002-F.PDF | Y | 2008 | 5-38 | 137 | Table 5-10 | Y | Includes all O&M Costs
Wind | Turbines for systems > 50 kW | U.S. | Installed Costs - Capital Costs | Y | 1279.9561 | $/kW | 2006 | 2007 | 2006 | Average - simple | 2 | Berkeley Lab Database | Historical | Annual Report on U.S. Wind Power Installation, Cost, and Performance Trends: 2007 | Lawrence Berkeley National Laboratory (Wiser and Bolinger) | http://www1.eere.energy.gov/windandhydro/pdfs/43025.pdf | Y | 2008 | 21 | 21 | Figure 22 | Y | Numerical values provided by author.
Wind | Turbines for systems > 50 kW, excludes Hawaii | U.S. | Installed Costs - Capital Costs | Y | 1240 | $/kW | 2007 | 2007 | 2007 | Average - capacity-weighted | Unspecified | Berkeley Lab Database | Historical | Annual Report on U.S. Wind Power Installation, Cost, and Performance Trends: 2007 | Lawrence Berkeley National Laboratory | http://www1.eere.energy.gov/windandhydro/pdfs/43025.pdf | Y | 2008 | 21 | 21 | Figure 22 | Y | Numerical values provided by author.
Wind | Turbines for systems > 50 kW | U.S. | Installed Costs - Capital Costs | Y | 1333.4697 | $/kW | 2007 | 2007 | 2007 | Average - simple | 16 | Berkeley Lab Database | Historical | Annual Report on U.S. Wind Power Installation, Cost, and Performance Trends: 2007 | Lawrence Berkeley National Laboratory (Wiser and Bolinger) | http://www1.eere.energy.gov/windandhydro/pdfs/43025.pdf | Y | 2008 | 21 | 21 | Figure 22 | Y | Numerical values provided by author.
Wind | Utility Central Station | CA, AZ, NV, OR, WA | Installed Costs - Capital Costs | N | 1900 | $/kW | 2007 | 2007 | 2007 | Range: minimum | Unspecified | Interviews | Historical | California Energy Commission: Renewable Energy Transmission Initiative Phase 1A Final report | Black & Veatch | http://www.energy.ca.gov/2008publications/RETI-1000-2008-002/RETI-1000-2008-002-F.PDF | Y | 2008 | 5-49 | 148 | Table 5-13 | Y
Wind | Utility Central Station | CA, AZ, NV, OR, WA | Installed Costs - Capital Costs | N | 2400 | $/kW | 2007 | 2007 | 2007 | Range: maximum | Unspecified | Interviews | Historical | California Energy Commission: Renewable Energy Transmission Initiative Phase 1A Final report | Black & Veatch | http://www.energy.ca.gov/2008publications/RETI-1000-2008-002/RETI-1000-2008-002-F.PDF | Y | 2008 | 5-49 | 148 | Table 5-13 | Y
Wind |  | U.S. WPC 3 | Installed Costs - Overnight Capital Cost | Y | 1650 | $/kW | 2005 | 2006 | 2005 | Average - simple | Unspecified | Modeling | Historical | 20 Percent Wind Energy Penetration in the United States | Black & Veatch | http://www.20percentwind.org/Black_Veatch_20_Percent_Report.pdf | Y | 2007 | 5-4 | 41 | Table 5-1 | Y
Wind |  | U.S. WPC 4 | Installed Costs - Overnight Capital Cost | Y | 1650 | $/kW | 2005 | 2006 | 2005 | Average - simple | Unspecified | Modeling | Historical | 20 Percent Wind Energy Penetration in the United States | Black & Veatch | http://www.20percentwind.org/Black_Veatch_20_Percent_Report.pdf | Y | 2007 | 5-4 | 41 | Table 5-1 | Y
Solar PV | Commercial | U.S. | LCOE | Y | 186 | $/MWh | 2006 | 2007 | 2006 | Average - simple | Unspecified | DOE | Historical | DOE Solar Energy Technologies Program Multi-Year Program Plan, 2008-2012 | DOE | http://www1.eere.energy.gov/solar/pdfs/solar_program_mypp_2008-2012.pdf | Y | 2008 | 22 | 22 |  | Corrected 5/22/2009 | Assumes thirty-year life of the system
Solar PV | Amorphous-silicon-based film module | U.S. | Manufacturing Costs | Y | 125 | $/W | 2007 | 2007 | 2006 | Range: minimum | Unspecified | DOE | Historical | DOE Solar Energy Technologies Program Multi-Year Program Plan, 2008-2012 | DOE | http://www1.eere.energy.gov/solar/pdfs/solar_program_mypp_2008-2012.pdf | Y | 2008 | 120 | 120 | Table D-2 | Corrected 5/22/2009
Solar PV | Amorphous-silicon-based film module | U.S. | Manufacturing Costs | Y | 200 | $/W | 2007 | 2007 | 2006 | Range: maximum | Unspecified | DOE | Historical | DOE Solar Energy Technologies Program Multi-Year Program Plan, 2008-2012 | DOE | http://www1.eere.energy.gov/solar/pdfs/solar_program_mypp_2008-2012.pdf | Y | 2008 | 120 | 120 | Table D-2 | Corrected 5/22/2009
CSP | Concentrating PV | U.S. | LCOE | Y | 300 | $/MWh | 2007 | 2007 | 2006 | Range: minimum | Unspecified | DOE | Historical | DOE Solar Energy Technologies Program Multi-Year Program Plan, 2008-2012 | DOE | http://www1.eere.energy.gov/solar/pdfs/solar_program_mypp_2008-2012.pdf | Y | 2008 | 121 | 121 | Table D-4 | Corrected 5/22/2009
Solar PV | Residential | U.S. | Installed Costs - Total | Y | 7.97 | $/W | 2006 | 2007 | 2006 | Average - simple | Unspecified | DOE | Historical | DOE Solar Energy Technologies Program Multi-Year Program Plan, 2008-2012 | DOE | http://www1.eere.energy.gov/solar/pdfs/solar_program_mypp_2008-2012.pdf | Y | 2008 | 22 | 22 |  | Y
Solar PV | Commercial | U.S. | Installed Costs - Total | Y | 7.23 | $/W | 2006 | 2007 | 2006 | Average - simple | Unspecified | DOE | Historical | DOE Solar Energy Technologies Program Multi-Year Program Plan, 2008-2012 | DOE | http://www1.eere.energy.gov/solar/pdfs/solar_program_mypp_2008-2012.pdf | Y | 2008 | 22 | 22 |  | Y
Solar PV | Residential | U.S. | LCOE | Y | 300 | $/MWh | 2006 | 2007 | 2006 | Average - simple | Unspecified | DOE | Historical | DOE Solar Energy Technologies Program Multi-Year Program Plan, 2008-2012 | DOE | http://www1.eere.energy.gov/solar/pdfs/solar_program_mypp_2008-2012.pdf | Y | 2008 | 22 | 22 |  | Y | Assumes thirty-year life of the system
CSP | 100 MW Parabolic trough with 6 hours thermal storage | U.S. | Installed Costs - Capital Costs | Y | 4900 | $/kW | 2007 | 2007 | 2006 | Average - simple | Unspecified | DOE | Historical | DOE Solar Energy Technologies Program Multi-Year Program Plan, 2008-2012 | DOE | http://www1.eere.energy.gov/solar/pdfs/solar_program_mypp_2008-2012.pdf | Y | 2008 | 43 | 43 | Table 2.2-1 | Y
CSP | 100 MW Parabolic trough with 6 hours thermal storage | U.S. | O&M - Fixed | Y | 67 | $/kW-Yr | 2007 | 2007 | 2006 | Average - simple | Unspecified | DOE | Historical | DOE Solar Energy Technologies Program Multi-Year Program Plan, 2008-2012 | DOE | http://www1.eere.energy.gov/solar/pdfs/solar_program_mypp_2008-2012.pdf | Y | 2008 | 43 | 43 | Table 2.2-1 | Y
CSP | 1 MW Dish/Stirling | U.S. | Installed Costs - Capital Costs | Y | 8600 | $/kW | 2006 | 2007 | 2006 | Average - simple | Unspecified | DOE | Historical | DOE Solar Energy Technologies Program Multi-Year Program Plan, 2008-2012 | DOE | http://www1.eere.energy.gov/solar/pdfs/solar_program_mypp_2008-2012.pdf | Y | 2008 | 44 | 44 | Table 2.2-2 | Y
CSP | 1 MW Dish/Stirling | U.S. | O&M - Variable | Y | 100 | $/MWh | 2006 | 2007 | 2006 | Average - simple | Unspecified | DOE | Historical | DOE Solar Energy Technologies Program Multi-Year Program Plan, 2008-2012 | DOE | http://www1.eere.energy.gov/solar/pdfs/solar_program_mypp_2008-2012.pdf | Y | 2008 | 44 | 44 | Table 2.2-2 | Y
CSP | 1 MW Dish/Stirling | U.S. | LCOE | Y | 490 | $/MWh | 2006 | 2007 | 2006 | Average - simple | Unspecified | DOE | Historical | DOE Solar Energy Technologies Program Multi-Year Program Plan, 2008-2012 | DOE | http://www1.eere.energy.gov/solar/pdfs/solar_program_mypp_2008-2012.pdf | Y | 2008 | 117 | 117 |  | Y
Solar PV | Silicon wafer module | U.S. | Manufacturing Costs | Y | 2 | $/W | 2007 | 2007 | 2006 | Average - simple | Unspecified | DOE | Historical | DOE Solar Energy Technologies Program Multi-Year Program Plan, 2008-2012 | DOE | http://www1.eere.energy.gov/solar/pdfs/solar_program_mypp_2008-2012.pdf | Y | 2008 | 119 | 119 | Table D-1 | Y | Assuming $2/kg Si
CSP | Concentrating PV | U.S. | Installed Costs - Total | Y | 7 | $/W | 2007 | 2007 | 2006 | Range: minimum | Unspecified | DOE | Historical | DOE Solar Energy Technologies Program Multi-Year Program Plan, 2008-2012 | DOE | http://www1.eere.energy.gov/solar/pdfs/solar_program_mypp_2008-2012.pdf | Y | 2008 | 121 | 121 | Table D-4 | Y
CSP | Concentrating PV | U.S. | Installed Costs - Total | Y | 10 | $/W | 2007 | 2007 | 2006 | Range: maximum | Unspecified | DOE | Historical | DOE Solar Energy Technologies Program Multi-Year Program Plan, 2008-2012 | DOE | http://www1.eere.energy.gov/solar/pdfs/solar_program_mypp_2008-2012.pdf | Y | 2008 | 121 | 121 | Table D-4 | Y
Solar PV | Cadmium Telluride | U.S. | Installed Costs - Total | Y | 4 | $/W | 2007 | 2007 | 2006 | Range: minimum | Unspecified | DOE | Historical | DOE Solar Energy Technologies Program Multi-Year Program Plan, 2008-2012 | DOE | http://www1.eere.energy.gov/solar/pdfs/solar_program_mypp_2008-2012.pdf | Y | 2008 | 122 | 122 | Table D-5 | Y
Solar PV | Cadmium Telluride | U.S. | Installed Costs - Total | Y | 5 | $/W | 2007 | 2007 | 2006 | Range: maximum | Unspecified | DOE | Historical | DOE Solar Energy Technologies Program Multi-Year Program Plan, 2008-2012 | DOE | http://www1.eere.energy.gov/solar/pdfs/solar_program_mypp_2008-2012.pdf | Y | 2008 | 122 | 122 | Table D-5 | Y
Solar PV | Cadmium Telluride | U.S. | LCOE | Y | 180 | $/MWh | 2007 | 2007 | 2006 | Range: minimum | Unspecified | DOE | Historical | DOE Solar Energy Technologies Program Multi-Year Program Plan, 2008-2012 | DOE | http://www1.eere.energy.gov/solar/pdfs/solar_program_mypp_2008-2012.pdf | Y | 2008 | 122 | 122 | Table D-5 | Y
Solar PV | Cadmium Telluride | U.S. | LCOE | Y | 220 | $/MWh | 2007 | 2007 | 2006 | Range: maximum | Unspecified | DOE | Historical | DOE Solar Energy Technologies Program Multi-Year Program Plan, 2008-2012 | DOE | http://www1.eere.energy.gov/solar/pdfs/solar_program_mypp_2008-2012.pdf | Y | 2008 | 122 | 122 | Table D-5 | Y
Solar PV | Cadmium Telluride | U.S. | Manufacturing Costs | Y | 1.21 | $/W | 2007 | 2007 | 2006 | Average - simple | Unspecified | DOE | Historical | DOE Solar Energy Technologies Program Multi-Year Program Plan, 2008-2012 | DOE | http://www1.eere.energy.gov/solar/pdfs/solar_program_mypp_2008-2012.pdf | Y | 2008 | 122 | 122 | Table D-5 | Y
Solar PV | CIGS | U.S. | Installed Costs - Total | Y | 5 | $/W | 2007 | 2007 | 2006 | Range: minimum | Unspecified | DOE | Historical | DOE Solar Energy Technologies Program Multi-Year Program Plan, 2008-2012 | DOE | http://www1.eere.energy.gov/solar/pdfs/solar_program_mypp_2008-2012.pdf | Y | 2008 | 123 | 123 | Table D-6 | Y
Solar PV | CIGS | U.S. | Installed Costs - Total | Y | 12 | $/W | 2007 | 2007 | 2006 | Range: maximum | Unspecified | DOE | Historical | DOE Solar Energy Technologies Program Multi-Year Program Plan, 2008-2012 | DOE | http://www1.eere.energy.gov/solar/pdfs/solar_program_mypp_2008-2012.pdf | Y | 2008 | 123 | 123 | Table D-6 | Y
Geothermal | Hydrothermal | U.S. | Installed Costs - Overnight | Y | 1663 | $/kW | 2005 | 2004 | Unspecified | Average - simple | 6 | Modeling | Historical | The Future of Geothermal Energy: Impact of Enhanced Geothermal Systems (EGS) on the United states in the 21st Century (2006) | An assessment lead by an MIT Interdiciplinary Panel | http://geothermal.inel.gov/publications/future_of_geothermal_energy.pdf | Y | 2007 | 9-17 | 304 | Table 9.3 | Y
Geothermal | Hydrothermal | U.S. | Installed Costs w/variable O&M - Overnight | Y | 1746 | $/kW | 2005 | 2004 | Unspecified | Average - simple | 6 | Modeling | Historical | The Future of Geothermal Energy: Impact of Enhanced Geothermal Systems (EGS) on the United states in the 21st Century (2006) | An assessment lead by an MIT Interdiciplinary Panel | http://geothermal.inel.gov/publications/future_of_geothermal_energy.pdf | Y | 2007 | 9-17 | 304 | Table 9.3 | Y
Geothermal | Hydrothermal | U.S. | Fixed Cost | Y | 70.07 | $/MWh | 2005 | 2004 | Unspecified | Average - simple | 6 | Modeling | Historical | The Future of Geothermal Energy: Impact of Enhanced Geothermal Systems (EGS) on the United states in the 21st Century (2006) | An assessment lead by an MIT Interdiciplinary Panel | http://geothermal.inel.gov/publications/future_of_geothermal_energy.pdf | Y | 2007 | 9-17 | 304 | Table 9.3 | Y | Report presents fixed costs in $/MWh
Solar PV | Systems ≤ 10 kW | AZ | Sales Tax | Y | 0 | $/WDC-STC | 2008 | 2008 | 2008 | Average - simple | 431 | APS Solar and Renewable Incentive Program & SRP EarthWise Solar Energy Program | Historical | Tracking the Sun II: The Installed Costs of Photovoltaics in the U.S. from 1998-2008 | Lawrence Berkeley National Laboratory | http://eetd.lbl.gov/EA/emp/reports/lbnl-2674e.pdf | Y | 2009 | 19 | 21 | Figure 14 | Y
Solar PV | Systems ≤ 10 kW | CT | Sales Tax | Y | 0 | $/WDC-STC | 2008 | 2008 | 2008 | Average - simple | 249 | CCEF Onsite Renewable DG Program; CCEF Solar PV Program | Historical | Tracking the Sun II: The Installed Costs of Photovoltaics in the U.S. from 1998-2008 | Lawrence Berkeley National Laboratory | http://eetd.lbl.gov/EA/emp/reports/lbnl-2674e.pdf | Y | 2009 | 19 | 21 | Figure 14 | Y
Solar PV | Systems ≤ 10 kW | NJ | Sales Tax | Y | 0 | $/WDC-STC | 2008 | 2008 | 2008 | Average - simple | 690 | NJCEP Customer Onsite Renewable Energy Program; NJCEP Solar Renewable Energy Credit Program | Historical | Tracking the Sun II: The Installed Costs of Photovoltaics in the U.S. from 1998-2008 | Lawrence Berkeley National Laboratory | http://eetd.lbl.gov/EA/emp/reports/lbnl-2674e.pdf | Y | 2009 | 19 | 21 | Figure 14 | Y
Solar PV | Systems ≤ 10 kW | OR | Sales Tax | Y | 0 | $/WDC-STC | 2008 | 2008 | 2008 | Average - simple | 201 | ETO Solar Electric Program | Historical | Tracking the Sun II: The Installed Costs of Photovoltaics in the U.S. from 1998-2008 | Lawrence Berkeley National Laboratory | http://eetd.lbl.gov/EA/emp/reports/lbnl-2674e.pdf | Y | 2009 | 19 | 21 | Figure 14 | Y
Solar PV | Systems ≤ 10 kW | VT | Sales Tax | Y | 0 | $/WDC-STC | 2008 | 2008 | 2008 | Average - simple | 89 | RERC Small Scale Renewable Energy Incentive Program | Historical | Tracking the Sun II: The Installed Costs of Photovoltaics in the U.S. from 1998-2008 | Lawrence Berkeley National Laboratory | http://eetd.lbl.gov/EA/emp/reports/lbnl-2674e.pdf | Y | 2009 | 19 | 21 | Figure 14 | Y
Solar PV | Systems ≤ 10 kW | MN | Sales Tax | Y | 0 | $/WDC-STC | 2008 | 2008 | 2008 | Average - simple | 37 | MSEO Solar Electric Rebate Program | Historical | Tracking the Sun II: The Installed Costs of Photovoltaics in the U.S. from 1998-2008 | Lawrence Berkeley National Laboratory | http://eetd.lbl.gov/EA/emp/reports/lbnl-2674e.pdf | Y | 2009 | 19 | 21 | Figure 14 | Y
Solar PV | Systems ≤ 10 kW | NY | Sales Tax | Y | 0.014658 | $/WDC-STC | 2008 | 2008 | 2008 | Average - simple | 356 | NYSERDA | Historical | Tracking the Sun II: The Installed Costs of Photovoltaics in the U.S. from 1998-2008 | Lawrence Berkeley National Laboratory | http://eetd.lbl.gov/EA/emp/reports/lbnl-2674e.pdf | Y | 2009 | 19 | 21 | Figure 14 | Y
Solar PV | Systems ≤ 10 kW | MA | Sales Tax | Y | 0.027516 | $/WDC-STC | 2008 | 2008 | 2008 | Average - simple | 296 | MTC Small Renewables Initiative | Historical | Tracking the Sun II: The Installed Costs of Photovoltaics in the U.S. from 1998-2008 | Lawrence Berkeley National Laboratory | http://eetd.lbl.gov/EA/emp/reports/lbnl-2674e.pdf | Y | 2009 | 19 | 21 | Figure 14 | Y
Solar PV |  | AZ | Incentive - after-tax |  | 0.2 | $/WDC-STC | 2008 | 2008 | 2008 | Average - simple | 458 | APS Solar and Renewable Incentive Program & SRP EarthWise Solar Energy Program | Historical | Tracking the Sun II: The Installed Costs of Photovoltaics in the U.S. from 1998-2008 | Lawrence Berkeley National Laboratory | http://eetd.lbl.gov/EA/emp/reports/lbnl-2674e.pdf | Y | 2009 | 31 | 33 | Figure 23 | Y | Numerical values provided by author.
Solar PV |  | MA | Incentive - after-tax |  | 0.2 | $/WDC-STC | 2008 | 2008 | 2008 | Average - simple | 276 | MTC Small Renewables Initiative | Historical | Tracking the Sun II: The Installed Costs of Photovoltaics in the U.S. from 1998-2008 | Lawrence Berkeley National Laboratory | http://eetd.lbl.gov/EA/emp/reports/lbnl-2674e.pdf | Y | 2009 | 31 | 33 | Figure 23 | Y | Numerical values provided by author.
Solar PV | Residential: Systems < 10 kW | U.S. | ITC (State and/or Federal) |  | 0.25672 | $/WDC-STC | 2005 | 2008 | 2005 | Average - simple | 4479 | Real data from up to 27 state or utility incentive programs in up to 16 states | Historical | Tracking the Sun II: The Installed Costs of Photovoltaics in the U.S. from 1998-2008 | Lawrence Berkeley National Laboratory | http://eetd.lbl.gov/EA/emp/reports/lbnl-2674e.pdf | Y | 2009 | 29 | 31 | Figure 21 | Y | Numerical values provided by author.
Solar PV | Residential: Systems < 10 kW | U.S. | ITC (State and/or Federal) |  | 0.26075 | $/WDC-STC | 2004 | 2008 | 2004 | Average - simple | 4905 | Real data from up to 27 state or utility incentive programs in up to 16 states | Historical | Tracking the Sun II: The Installed Costs of Photovoltaics in the U.S. from 1998-2008 | Lawrence Berkeley National Laboratory | http://eetd.lbl.gov/EA/emp/reports/lbnl-2674e.pdf | Y | 2009 | 29 | 31 | Figure 21 | Y | Numerical values provided by author.
Solar PV | Systems ≤ 10 kW | OH | Sales Tax | Y | 0.28782 | $/WDC-STC | 2008 | 2008 | 2008 | Average - simple | 18 | ODOD Advanced Energy Fund Grants | Historical | Tracking the Sun II: The Installed Costs of Photovoltaics in the U.S. from 1998-2008 | Lawrence Berkeley National Laboratory | http://eetd.lbl.gov/EA/emp/reports/lbnl-2674e.pdf | Y | 2009 | 19 | 21 | Figure 14 | Y
Solar PV | Systems ≤ 10 kW | MD | Sales Tax | Y | 0.29466 | $/WDC-STC | 2008 | 2008 | 2008 | Average - simple | 131 | MEA Solar Energy Grant Program | Historical | Tracking the Sun II: The Installed Costs of Photovoltaics in the U.S. from 1998-2008 | Lawrence Berkeley National Laboratory | http://eetd.lbl.gov/EA/emp/reports/lbnl-2674e.pdf | Y | 2009 | 19 | 21 | Figure 14 | Y
Solar PV | Systems ≤ 10 kW | WI | Sales Tax | Y | 0.29665 | $/WDC-STC | 2008 | 2008 | 2008 | Average - simple | 125 | Focus on Energy Renewable Energy Cash-Back Rewards Program | Historical | Tracking the Sun II: The Installed Costs of Photovoltaics in the U.S. from 1998-2008 | Lawrence Berkeley National Laboratory | http://eetd.lbl.gov/EA/emp/reports/lbnl-2674e.pdf | Y | 2009 | 19 | 21 | Figure 14 | Y
Solar PV |  | NJ | Federal ITC |  | 0.32651 | $/WDC-STC | 2008 | 2008 | 2008 | Average - simple | 683 | NJCEP Customer Onsite Renewable Energy Program; NJCEP Solar Renewable Energy Credit Program | Historical | Tracking the Sun II: The Installed Costs of Photovoltaics in the U.S. from 1998-2008 | Lawrence Berkeley National Laboratory | http://eetd.lbl.gov/EA/emp/reports/lbnl-2674e.pdf | Y | 2009 | 31 | 33 | Figure 23 | Y | Numerical values provided by author.
Solar PV | Systems ≤ 10 kW | CA | Sales Tax | Y | 0.36955 | $/WDC-STC | 2008 | 2008 | 2008 | Average - simple | 8657 | Anaheim Solar Advantage Program; CEC Emerging Renewables Program; CEC New Home Solar Partnership; CPUC California Solar Initiative; CPUC Self-Generation Incentive Program; LADWP Solar Incentive Program; Lompoc PV Rebate Program; SMUD Residential Retrofit and Commercial PV Buydown Programs | Historical | Tracking the Sun II: The Installed Costs of Photovoltaics in the U.S. from 1998-2008 | Lawrence Berkeley National Laboratory | http://eetd.lbl.gov/EA/emp/reports/lbnl-2674e.pdf | Y | 2009 | 19 | 21 | Figure 14 | Y
Solar PV | Systems ≤ 10 kW | PA | Sales Tax | Y | 0.37011 | $/WDC-STC | 2008 | 2008 | 2008 | Average - simple | 16 | SDF Solar PV Grant Program | Historical | Tracking the Sun II: The Installed Costs of Photovoltaics in the U.S. from 1998-2008 | Lawrence Berkeley National Laboratory | http://eetd.lbl.gov/EA/emp/reports/lbnl-2674e.pdf | Y | 2009 | 19 | 21 | Figure 14 | Y
Solar PV | Systems ≤ 10 kW | NV | Sales Tax | Y | 0.37219 | $/WDC-STC | 2008 | 2008 | 2008 | Average - simple | 141 | NPC/SPPC RenewableGenerations Rebate Program | Historical | Tracking the Sun II: The Installed Costs of Photovoltaics in the U.S. from 1998-2008 | Lawrence Berkeley National Laboratory | http://eetd.lbl.gov/EA/emp/reports/lbnl-2674e.pdf | Y | 2009 | 19 | 21 | Figure 14 | Y
Solar PV |  | CT | Federal ITC |  | 0.39723 | $/WDC-STC | 2008 | 2008 | 2008 | Average - simple | 267 | CCEF Onsite Renewable DG Program; CCEF Solar PV Program | Historical | Tracking the Sun II: The Installed Costs of Photovoltaics in the U.S. from 1998-2008 | Lawrence Berkeley National Laboratory | http://eetd.lbl.gov/EA/emp/reports/lbnl-2674e.pdf | Y | 2009 | 31 | 33 | Figure 23 | Y | Numerical values provided by author.
Solar PV |  | AZ | State ITC |  | 0.4 | $/WDC-STC | 2008 | 2008 | 2008 | Average - simple | 19 | APS Solar and Renewable Incentive Program & SRP EarthWise Solar Energy Program | Historical | Tracking the Sun II: The Installed Costs of Photovoltaics in the U.S. from 1998-2008 | Lawrence Berkeley National Laboratory | http://eetd.lbl.gov/EA/emp/reports/lbnl-2674e.pdf | Y | 2009 | 31 | 33 | Figure 24 | Y | Numerical values provided by author.
Solar PV |  | VT | Incentive - after-tax |  | 0.40894 | $/WDC-STC | 2008 | 2008 | 2008 | Average - simple | 5 | RERC Small Scale Renewable Energy Incentive Program | Historical | Tracking the Sun II: The Installed Costs of Photovoltaics in the U.S. from 1998-2008 | Lawrence Berkeley National Laboratory | http://eetd.lbl.gov/EA/emp/reports/lbnl-2674e.pdf | Y | 2009 | 31 | 33 | Figure 24 | Y | Numerical values provided by author.
Solar PV |  | AZ | Federal ITC |  | 0.44234 | $/WDC-STC | 2008 | 2008 | 2008 | Average - simple | 458 | APS Solar and Renewable Incentive Program & SRP EarthWise Solar Energy Program | Historical | Tracking the Sun II: The Installed Costs of Photovoltaics in the U.S. from 1998-2008 | Lawrence Berkeley National Laboratory | http://eetd.lbl.gov/EA/emp/reports/lbnl-2674e.pdf | Y | 2009 | 31 | 33 | Figure 23 | Y | Numerical values provided by author.
Solar PV |  | NY | Federal ITC |  | 0.4627 | $/WDC-STC | 2008 | 2008 | 2008 | Average - simple | 346 | NYSERDA | Historical | Tracking the Sun II: The Installed Costs of Photovoltaics in the U.S. from 1998-2008 | Lawrence Berkeley National Laboratory | http://eetd.lbl.gov/EA/emp/reports/lbnl-2674e.pdf | Y | 2009 | 31 | 33 | Figure 23 | Y | Numerical values provided by author.
Solar PV |  | PA | Federal ITC |  | 0.479 | $/WDC-STC | 2008 | 2008 | 2008 | Average - simple | 11 | SDF Solar PV Grant Program | Historical | Tracking the Sun II: The Installed Costs of Photovoltaics in the U.S. from 1998-2008 | Lawrence Berkeley National Laboratory | http://eetd.lbl.gov/EA/emp/reports/lbnl-2674e.pdf | Y | 2009 | 31 | 33 | Figure 23 | Y | Numerical values provided by author.
Solar PV | Systems > 100 kW | U.S. | Installed Costs - Inverter Costs | Y | 0.5 | $/WDC-STC | 2008 | 2008 | 2008 | Average - simple | 791 | Real data from up to 27 state or utility incentive programs in up to 16 states | Historical | Tracking the Sun II: The Installed Costs of Photovoltaics in the U.S. from 1998-2008 | Lawrence Berkeley National Laboratory | http://eetd.lbl.gov/EA/emp/reports/lbnl-2674e.pdf | Y | 2009 | 17 | 19 | Figure 12 | Y
Solar PV |  | CA | Federal ITC |  | 0.53422 | $/WDC-STC | 2008 | 2008 | 2008 | Average - simple | 8835 | Anaheim Solar Advantage Program; CEC Emerging Renewables Program; CEC New Home Solar Partnership; CPUC California Solar Initiative; CPUC Self-Generation Incentive Program; LADWP Solar Incentive Program; Lompoc PV Rebate Program; SMUD Residential Retrofit and Commercial PV Buydown Programs | Historical | Tracking the Sun II: The Installed Costs of Photovoltaics in the U.S. from 1998-2008 | Lawrence Berkeley National Laboratory | http://eetd.lbl.gov/EA/emp/reports/lbnl-2674e.pdf | Y | 2009 | 31 | 33 | Figure 23 | Y | Numerical values provided by author.
Solar PV | Residential: Systems < 10 kW | U.S. | ITC (State and/or Federal) |  | 0.55232 | $/WDC-STC | 2003 | 2008 | 2003 | Average - simple | 3137 | Real data from up to 27 state or utility incentive programs in up to 16 states | Historical | Tracking the Sun II: The Installed Costs of Photovoltaics in the U.S. from 1998-2008 | Lawrence Berkeley National Laboratory | http://eetd.lbl.gov/EA/emp/reports/lbnl-2674e.pdf | Y | 2009 | 29 | 31 | Figure 21 | Y | Numerical values provided by author.
Solar PV |  | NV | Federal ITC |  | 0.55754 | $/WDC-STC | 2008 | 2008 | 2008 | Average - simple | 139 | NPC/SPPC RenewableGenerations Rebate Program | Historical | Tracking the Sun II: The Installed Costs of Photovoltaics in the U.S. from 1998-2008 | Lawrence Berkeley National Laboratory | http://eetd.lbl.gov/EA/emp/reports/lbnl-2674e.pdf | Y | 2009 | 31 | 33 | Figure 23 | Y | Numerical values provided by author.
Solar PV |  | MD | Incentive - after-tax |  | 0.56428 | $/WDC-STC | 2008 | 2008 | 2008 | Average - simple | 6 | MEA Solar Energy Grant Program | Historical | Tracking the Sun II: The Installed Costs of Photovoltaics in the U.S. from 1998-2008 | Lawrence Berkeley National Laboratory | http://eetd.lbl.gov/EA/emp/reports/lbnl-2674e.pdf | Y | 2009 | 31 | 33 | Figure 24 | Y | Numerical values provided by author.
Solar PV |  | MA | Federal ITC |  | 0.57036 | $/WDC-STC | 2008 | 2008 | 2008 | Average - simple | 276 | MTC Small Renewables Initiative | Historical | Tracking the Sun II: The Installed Costs of Photovoltaics in the U.S. from 1998-2008 | Lawrence Berkeley National Laboratory | http://eetd.lbl.gov/EA/emp/reports/lbnl-2674e.pdf | Y | 2009 | 31 | 33 | Figure 23 | Y | Numerical values provided by author.
Solar PV | Residential: Systems < 10 kW | U.S. | ITC (State and/or Federal) |  | 0.57505 | $/WDC-STC | 2008 | 2008 | 2008 | Average - simple | 11518 | Real data from up to 27 state or utility incentive programs in up to 16 states | Historical | Tracking the Sun II: The Installed Costs of Photovoltaics in the U.S. from 1998-2008 | Lawrence Berkeley National Laboratory | http://eetd.lbl.gov/EA/emp/reports/lbnl-2674e.pdf | Y | 2009 | 29 | 31 | Figure 21 | Y | Numerical values provided by author.
Solar PV |  | OH | Federal ITC |  | 0.59955 | $/WDC-STC | 2008 | 2008 | 2008 | Average - simple | 13 | ODOD Advanced Energy Fund Grants | Historical | Tracking the Sun II: The Installed Costs of Photovoltaics in the U.S. from 1998-2008 | Lawrence Berkeley National Laboratory | http://eetd.lbl.gov/EA/emp/reports/lbnl-2674e.pdf | Y | 2009 | 31 | 33 | Figure 23 | Y | Numerical values provided by author.
Solar PV | 10 kW < Systems ≤ 100 kW | U.S. | Installed Costs - Inverter Costs | Y | 0.6 | $/WDC-STC | 2008 | 2008 | 2008 | Average - simple | 791 | Real data from up to 27 state or utility incentive programs in up to 16 states | Historical | Tracking the Sun II: The Installed Costs of Photovoltaics in the U.S. from 1998-2008 | Lawrence Berkeley National Laboratory | http://eetd.lbl.gov/EA/emp/reports/lbnl-2674e.pdf | Y | 2009 | 17 | 19 | Figure 12 | Y
Solar PV | Residential: Systems < 10 kW | U.S. | ITC (State and/or Federal) |  | 0.61446 | $/WDC-STC | 2007 | 2008 | 2007 | Average - simple | 1087 | Real data from up to 27 state or utility incentive programs in up to 16 states | Historical | Tracking the Sun II: The Installed Costs of Photovoltaics in the U.S. from 1998-2008 | Lawrence Berkeley National Laboratory | http://eetd.lbl.gov/EA/emp/reports/lbnl-2674e.pdf | Y | 2009 | 29 | 31 | Figure 21 | Y | Numerical values provided by author.
Solar PV | Residential: Systems < 10 kW | U.S. | ITC (State and/or Federal) |  | 0.62533 | $/WDC-STC | 2002 | 2008 | 2002 | Average - simple | 2303 | Real data from up to 27 state or utility incentive programs in up to 16 states | Historical | Tracking the Sun II: The Installed Costs of Photovoltaics in the U.S. from 1998-2008 | Lawrence Berkeley National Laboratory | http://eetd.lbl.gov/EA/emp/reports/lbnl-2674e.pdf | Y | 2009 | 29 | 31 | Figure 21 | Y | Numerical values provided by author.
Solar PV | Residential: Systems < 10 kW | U.S. | ITC (State and/or Federal) |  | 0.64329 | $/WDC-STC | 2001 | 2008 | 2001 | Average - simple | 1266 | Real data from up to 27 state or utility incentive programs in up to 16 states | Historical | Tracking the Sun II: The Installed Costs of Photovoltaics in the U.S. from 1998-2008 | Lawrence Berkeley National Laboratory | http://eetd.lbl.gov/EA/emp/reports/lbnl-2674e.pdf | Y | 2009 | 29 | 31 | Figure 21 | Y | Numerical values provided by author.
Solar PV | Residential: Systems < 10 kW | U.S. | ITC (State and/or Federal) |  | 0.65109 | $/WDC-STC | 2006 | 2008 | 2006 | Average - simple | 7613 | Real data from up to 27 state or utility incentive programs in up to 16 states | Historical | Tracking the Sun II: The Installed Costs of Photovoltaics in the U.S. from 1998-2008 | Lawrence Berkeley National Laboratory | http://eetd.lbl.gov/EA/emp/reports/lbnl-2674e.pdf | Y | 2009 | 29 | 31 | Figure 21 | Y | Numerical values provided by author.
Solar PV |  | WI | Federal ITC |  | 0.69336 | $/WDC-STC | 2008 | 2008 | 2008 | Average - simple | 84 | Focus on Energy Renewable Energy Cash-Back Rewards Program | Historical | Tracking the Sun II: The Installed Costs of Photovoltaics in the U.S. from 1998-2008 | Lawrence Berkeley National Laboratory | http://eetd.lbl.gov/EA/emp/reports/lbnl-2674e.pdf | Y | 2009 | 31 | 33 | Figure 23 | Y | Numerical values provided by author.
Solar PV | Systems ≤ 10 kW | U.S. | Installed Costs - Inverter Costs | Y | 0.7 | $/WDC-STC | 2008 | 2008 | 2008 | Average - simple | 791 | Real data from up to 27 state or utility incentive programs in up to 16 states | Historical | Tracking the Sun II: The Installed Costs of Photovoltaics in the U.S. from 1998-2008 | Lawrence Berkeley National Laboratory | http://eetd.lbl.gov/EA/emp/reports/lbnl-2674e.pdf | Y | 2009 | 17 | 19 | Figure 12 | Y
Solar PV |  | NY | Incentive - after-tax |  | 0.7 | $/WDC-STC | 2008 | 2008 | 2008 | Average - simple | 346 | NYSERDA | Historical | Tracking the Sun II: The Installed Costs of Photovoltaics in the U.S. from 1998-2008 | Lawrence Berkeley National Laboratory | http://eetd.lbl.gov/EA/emp/reports/lbnl-2674e.pdf | Y | 2009 | 31 | 33 | Figure 23 | Y | Numerical values provided by author.
Solar PV |  | MD | Federal ITC |  | 0.74927 | $/WDC-STC | 2008 | 2008 | 2008 | Average - simple | 121 | MEA Solar Energy Grant Program | Historical | Tracking the Sun II: The Installed Costs of Photovoltaics in the U.S. from 1998-2008 | Lawrence Berkeley National Laboratory | http://eetd.lbl.gov/EA/emp/reports/lbnl-2674e.pdf | Y | 2009 | 31 | 33 | Figure 23 | Y | Numerical values provided by author.
Solar PV |  | OR | Federal ITC |  | 0.78937 | $/WDC-STC | 2008 | 2008 | 2008 | Average - simple | 148 | ETO Solar Electric Program | Historical | Tracking the Sun II: The Installed Costs of Photovoltaics in the U.S. from 1998-2008 | Lawrence Berkeley National Laboratory | http://eetd.lbl.gov/EA/emp/reports/lbnl-2674e.pdf | Y | 2009 | 31 | 33 | Figure 23 | Y | Numerical values provided by author.
Solar PV |  | VT | Federal ITC |  | 0.81738 | $/WDC-STC | 2008 | 2008 | 2008 | Average - simple | 89 | RERC Small Scale Renewable Energy Incentive Program | Historical | Tracking the Sun II: The Installed Costs of Photovoltaics in the U.S. from 1998-2008 | Lawrence Berkeley National Laboratory | http://eetd.lbl.gov/EA/emp/reports/lbnl-2674e.pdf | Y | 2009 | 31 | 33 | Figure 23 | Y | Numerical values provided by author.
Solar PV |  | OR | Incentive - after-tax |  | 0.82289 | $/WDC-STC | 2008 | 2008 | 2008 | Average - simple | 92 | ETO Solar Electric Program | Historical | Tracking the Sun II: The Installed Costs of Photovoltaics in the U.S. from 1998-2008 | Lawrence Berkeley National Laboratory | http://eetd.lbl.gov/EA/emp/reports/lbnl-2674e.pdf | Y | 2009 | 31 | 33 | Figure 24 | Y | Numerical values provided by author.
Solar PV |  | MN | Federal ITC |  | 0.82731 | $/WDC-STC | 2008 | 2008 | 2008 | Average - simple | 27 | MSEO Solar Electric Rebate Program | Historical | Tracking the Sun II: The Installed Costs of Photovoltaics in the U.S. from 1998-2008 | Lawrence Berkeley National Laboratory | http://eetd.lbl.gov/EA/emp/reports/lbnl-2674e.pdf | Y | 2009 | 31 | 33 | Figure 23 | Y | Numerical values provided by author.
Solar PV | Commercial: Systems ≥ 10 kW | U.S. | ITC (State and/or Federal) |  | 0.90577 | $/WDC-STC | 2000 | 2008 | 2000 | Average - simple | 14 | Real data from up to 27 state or utility incentive programs in up to 16 states | Historical | Tracking the Sun II: The Installed Costs of Photovoltaics in the U.S. from 1998-2008 | Lawrence Berkeley National Laboratory | http://eetd.lbl.gov/EA/emp/reports/lbnl-2674e.pdf | Y | 2009 | 29 | 31 | Figure 22 | Y | Numerical values provided by author.
Solar PV | Systems ≤ 10 kW | CT | Installed Costs - Total | Y | 0.98708 | $/WDC-STC | 2008 | 2008 | 2008 | Standard deviation | 249 | CCEF Onsite Renewable DG Program; CCEF Solar PV Program | Historical | Tracking the Sun II: The Installed Costs of Photovoltaics in the U.S. from 1998-2008 | Lawrence Berkeley National Laboratory | http://eetd.lbl.gov/EA/emp/reports/lbnl-2674e.pdf | Y | 2009 | 19 | 21 | Figure 14 | Y | Numerical values provided by author.
Solar PV | Commercial: Systems ≥ 10 kW | U.S. | ITC (State and/or Federal) |  | 1.0128 | $/WDC-STC | 2005 | 2008 | 2005 | Average - simple | 666 | Real data from up to 27 state or utility incentive programs in up to 16 states | Historical | Tracking the Sun II: The Installed Costs of Photovoltaics in the U.S. from 1998-2008 | Lawrence Berkeley National Laboratory | http://eetd.lbl.gov/EA/emp/reports/lbnl-2674e.pdf | Y | 2009 | 29 | 31 | Figure 22 | Y | Numerical values provided by author.
Solar PV | Systems > 750 kW | U.S. | Installed Costs - Total | Y | 1.0171 | $/WDC-STC | 2008 | 2008 | 2008 | Standard deviation | 31 | Real data from up to 27 state or utility incentive programs in up to 16 states | Historical | Tracking the Sun II: The Installed Costs of Photovoltaics in the U.S. from 1998-2008 | Lawrence Berkeley National Laboratory | http://eetd.lbl.gov/EA/emp/reports/lbnl-2674e.pdf | Y | 2009 | 15 | 17 | Figure 10 | Y | Numerical values provided by author.
Solar PV | Commercial: Systems ≥ 10 kW | U.S. | ITC (State and/or Federal) |  | 1.0502 | $/WDC-STC | 2004 | 2008 | 2004 | Average - simple | 590 | Real data from up to 27 state or utility incentive programs in up to 16 states | Historical | Tracking the Sun II: The Installed Costs of Photovoltaics in the U.S. from 1998-2008 | Lawrence Berkeley National Laboratory | http://eetd.lbl.gov/EA/emp/reports/lbnl-2674e.pdf | Y | 2009 | 29 | 31 | Figure 22 | Y | Numerical values provided by author.
Solar PV | Commercial: Systems ≥ 10 kW | U.S. | ITC (State and/or Federal) |  | 1.0615 | $/WDC-STC | 1999 | 2008 | 1999 | Average - simple | 11 | Real data from up to 27 state or utility incentive programs in up to 16 states | Historical | Tracking the Sun II: The Installed Costs of Photovoltaics in the U.S. from 1998-2008 | Lawrence Berkeley National Laboratory | http://eetd.lbl.gov/EA/emp/reports/lbnl-2674e.pdf | Y | 2009 | 29 | 31 | Figure 22 | Y | Numerical values provided by author.
Solar PV |  | CA | Incentive - after-tax |  | 1.1504 | $/WDC-STC | 2008 | 2008 | 2008 | Average - simple | 876 | Anaheim Solar Advantage Program; CEC Emerging Renewables Program; CEC New Home Solar Partnership; CPUC California Solar Initiative; CPUC Self-Generation Incentive Program; LADWP Solar Incentive Program; Lompoc PV Rebate Program; SMUD Residential Retrofit and Commercial PV Buydown Programs | Historical | Tracking the Sun II: The Installed Costs of Photovoltaics in the U.S. from 1998-2008 | Lawrence Berkeley National Laboratory | http://eetd.lbl.gov/EA/emp/reports/lbnl-2674e.pdf | Y | 2009 | 31 | 33 | Figure 24 | Y | Numerical values provided by author.
Solar PV | Commercial: Systems ≥ 10 kW | U.S. | ITC (State and/or Federal) |  | 1.2028 | $/WDC-STC | 1998 | 2008 | 1998 | Average - simple | 5 | Real data from up to 27 state or utility incentive programs in up to 16 states | Historical | Tracking the Sun II: The Installed Costs of Photovoltaics in the U.S. from 1998-2008 | Lawrence Berkeley National Laboratory | http://eetd.lbl.gov/EA/emp/reports/lbnl-2674e.pdf | Y | 2009 | 29 | 31 | Figure 22 | Y | Numerical values provided by author.
Solar PV |  | MN | Incentive - after-tax |  | 1.2117 | $/WDC-STC | 2008 | 2008 | 2008 | Average - simple | 8 | MSEO Solar Electric Rebate Program | Historical | Tracking the Sun II: The Installed Costs of Photovoltaics in the U.S. from 1998-2008 | Lawrence Berkeley National Laboratory | http://eetd.lbl.gov/EA/emp/reports/lbnl-2674e.pdf | Y | 2009 | 31 | 33 | Figure 24 | Y | Numerical values provided by author.
Solar PV | Systems ≤ 10 kW | AZ | Installed Costs - Total | Y | 1.2462 | $/WDC-STC | 2008 | 2008 | 2008 | Standard deviation | 431 | APS Solar and Renewable Incentive Program & SRP EarthWise Solar Energy Program | Historical | Tracking the Sun II: The Installed Costs of Photovoltaics in the U.S. from 1998-2008 | Lawrence Berkeley National Laboratory | http://eetd.lbl.gov/EA/emp/reports/lbnl-2674e.pdf | Y | 2009 | 19 | 21 | Figure 14 | Y | Numerical values provided by author.
Solar PV | 500 kW < Systems ≤ 750 kW | U.S. | Installed Costs - Total | Y | 1.2606 | $/WDC-STC | 2008 | 2008 | 2008 | Standard deviation | 34 | Real data from up to 27 state or utility incentive programs in up to 16 states | Historical | Tracking the Sun II: The Installed Costs of Photovoltaics in the U.S. from 1998-2008 | Lawrence Berkeley National Laboratory | http://eetd.lbl.gov/EA/emp/reports/lbnl-2674e.pdf | Y | 2009 | 15 | 17 | Figure 10 | Y | Numerical values provided by author.
Solar PV | Commercial: Systems ≥ 10 kW | U.S. | ITC (State and/or Federal) |  | 1.273 | $/WDC-STC | 2003 | 2008 | 2003 | Average - simple | 374 | Real data from up to 27 state or utility incentive programs in up to 16 states | Historical | Tracking the Sun II: The Installed Costs of Photovoltaics in the U.S. from 1998-2008 | Lawrence Berkeley National Laboratory | http://eetd.lbl.gov/EA/emp/reports/lbnl-2674e.pdf | Y | 2009 | 29 | 31 | Figure 22 | Y | Numerical values provided by author.
Solar PV | 10 kW ≤ Systems < 30 kW | U.S. | Installed Costs - Total | Y | 1.3177 | $/WDC-STC | 2008 | 2008 | 2008 | Standard deviation | 1017 | Real data from up to 27 state or utility incentive programs in up to 16 states | Historical | Tracking the Sun II: The Installed Costs of Photovoltaics in the U.S. from 1998-2008 | Lawrence Berkeley National Laboratory | http://eetd.lbl.gov/EA/emp/reports/lbnl-2674e.pdf | Y | 2009 | 15 | 17 | Figure 10 | Y | Numerical values provided by author.
Solar PV |  | WI | Incentive - after-tax |  | 1.3523 | $/WDC-STC | 2008 | 2008 | 2008 | Average - simple | 61 | Focus on Energy Renewable Energy Cash-Back Rewards Program | Historical | Tracking the Sun II: The Installed Costs of Photovoltaics in the U.S. from 1998-2008 | Lawrence Berkeley National Laboratory | http://eetd.lbl.gov/EA/emp/reports/lbnl-2674e.pdf | Y | 2009 | 31 | 33 | Figure 24 | Y | Numerical values provided by author.
Solar PV | Commercial: Systems ≥ 10 kW | U.S. | Incentive - after-tax |  | 1.377 | $/WDC-STC | 2008 | 2008 | 2008 | Average - simple | 1294 | Real data from up to 27 state or utility incentive programs in up to 16 states | Historical | Tracking the Sun II: The Installed Costs of Photovoltaics in the U.S. from 1998-2008 | Lawrence Berkeley National Laboratory | http://eetd.lbl.gov/EA/emp/reports/lbnl-2674e.pdf | Y | 2009 | 29 | 31 | Figure 22 | Y | Numerical values provided by author.
Solar PV | Systems ≤ 10 kW | NY | Installed Costs - Total | Y | 1.3874 | $/WDC-STC | 2008 | 2008 | 2008 | Standard deviation | 356 | NYSERDA | Historical | Tracking the Sun II: The Installed Costs of Photovoltaics in the U.S. from 1998-2008 | Lawrence Berkeley National Laboratory | http://eetd.lbl.gov/EA/emp/reports/lbnl-2674e.pdf | Y | 2009 | 19 | 21 | Figure 14 | Y | Numerical values provided by author.
Solar PV |  | OR | Incentive - after-tax |  | 1.4 | $/WDC-STC | 2008 | 2008 | 2008 | Average - simple | 148 | ETO Solar Electric Program | Historical | Tracking the Sun II: The Installed Costs of Photovoltaics in the U.S. from 1998-2008 | Lawrence Berkeley National Laboratory | http://eetd.lbl.gov/EA/emp/reports/lbnl-2674e.pdf | Y | 2009 | 31 | 33 | Figure 23 | Y | Numerical values provided by author.
Solar PV | 5 kW ≤ Systems < 10 kW | U.S. | Installed Costs - Total | Y | 1.4368 | $/WDC-STC | 2008 | 2008 | 2008 | Standard deviation | 4273 | Real data from up to 27 state or utility incentive programs in up to 16 states | Historical | Tracking the Sun II: The Installed Costs of Photovoltaics in the U.S. from 1998-2008 | Lawrence Berkeley National Laboratory | http://eetd.lbl.gov/EA/emp/reports/lbnl-2674e.pdf | Y | 2009 | 15 | 17 | Figure 10 | Y | Numerical values provided by author.
Solar PV | 250 kW < Systems ≤ 500 kW | U.S. | Installed Costs - Total | Y | 1.4379 | $/WDC-STC | 2008 | 2008 | 2008 | Standard deviation | 112 | Real data from up to 27 state or utility incentive programs in up to 16 states | Historical | Tracking the Sun II: The Installed Costs of Photovoltaics in the U.S. from 1998-2008 | Lawrence Berkeley National Laboratory | http://eetd.lbl.gov/EA/emp/reports/lbnl-2674e.pdf | Y | 2009 | 15 | 17 | Figure 10 | Y | Numerical values provided by author.
Solar PV |  | U.S. | Installed Costs - Total | Y | 1.4577 | $/WDC-STC | 2006 | 2008 | 2006 | Standard deviation | 8677 | Real data from up to 27 state or utility incentive programs in up to 16 states | Historical | Tracking the Sun II: The Installed Costs of Photovoltaics in the U.S. from 1998-2008 | Lawrence Berkeley National Laboratory | http://eetd.lbl.gov/EA/emp/reports/lbnl-2674e.pdf | Y | 2009 | 10 | 12 | Figure 4 | Y | Numerical values provided by author.
Solar PV | Commercial: Systems ≥ 10 kW | U.S. | ITC (State and/or Federal) |  | 1.485 | $/WDC-STC | 2001 | 2008 | 2001 | Average - simple | 42 | Real data from up to 27 state or utility incentive programs in up to 16 states | Historical | Tracking the Sun II: The Installed Costs of Photovoltaics in the U.S. from 1998-2008 | Lawrence Berkeley National Laboratory | http://eetd.lbl.gov/EA/emp/reports/lbnl-2674e.pdf | Y | 2009 | 29 | 31 | Figure 22 | Y | Numerical values provided by author.
Solar PV | Commercial: Systems ≥ 10 kW | U.S. | ITC (State and/or Federal) |  | 1.4902 | $/WDC-STC | 2002 | 2008 | 2002 | Average - simple | 183 | Real data from up to 27 state or utility incentive programs in up to 16 states | Historical | Tracking the Sun II: The Installed Costs of Photovoltaics in the U.S. from 1998-2008 | Lawrence Berkeley National Laboratory | http://eetd.lbl.gov/EA/emp/reports/lbnl-2674e.pdf | Y | 2009 | 29 | 31 | Figure 22 | Y | Numerical values provided by author.
Solar PV |  | AZ | Incentive - after-tax |  | 1.5078 | $/WDC-STC | 2008 | 2008 | 2008 | Average - simple | 19 | APS Solar and Renewable Incentive Program & SRP EarthWise Solar Energy Program | Historical | Tracking the Sun II: The Installed Costs of Photovoltaics in the U.S. from 1998-2008 | Lawrence Berkeley National Laboratory | http://eetd.lbl.gov/EA/emp/reports/lbnl-2674e.pdf | Y | 2009 | 31 | 33 | Figure 24 | Y | Numerical values provided by author.
Solar PV |  | U.S. | Installed Costs - Total | Y | 1.5193 | $/WDC-STC | 2007 | 2008 | 2007 | Standard deviation | 12103 | Real data from up to 27 state or utility incentive programs in up to 16 states | Historical | Tracking the Sun II: The Installed Costs of Photovoltaics in the U.S. from 1998-2008 | Lawrence Berkeley National Laboratory | http://eetd.lbl.gov/EA/emp/reports/lbnl-2674e.pdf | Y | 2009 | 10 | 12 | Figure 4 | Y | Numerical values provided by author.
Solar PV |  | U.S. | Installed Costs - Total | Y | 1.5245 | $/WDC-STC | 2005 | 2008 | 2005 | Standard deviation | 5193 | Real data from up to 27 state or utility incentive programs in up to 16 states | Historical | Tracking the Sun II: The Installed Costs of Photovoltaics in the U.S. from 1998-2008 | Lawrence Berkeley National Laboratory | http://eetd.lbl.gov/EA/emp/reports/lbnl-2674e.pdf | Y | 2009 | 10 | 12 | Figure 4 | Y | Numerical values provided by author.
Solar PV | Systems ≤ 10 kW | CA | Installed Costs - Total | Y | 1.5451 | $/WDC-STC | 2008 | 2008 | 2008 | Standard deviation | 8657 | Anaheim Solar Advantage Program; CEC Emerging Renewables Program; CEC New Home Solar Partnership; CPUC California Solar Initiative; CPUC Self-Generation Incentive Program; LADWP Solar Incentive Program; Lompoc PV Rebate Program; SMUD Residential Retrofit and Commercial PV Buydown Programs | Historical | Tracking the Sun II: The Installed Costs of Photovoltaics in the U.S. from 1998-2008 | Lawrence Berkeley National Laboratory | http://eetd.lbl.gov/EA/emp/reports/lbnl-2674e.pdf | Y | 2009 | 19 | 21 | Figure 14 | Y | Numerical values provided by author.
Solar PV |  | U.S. | Installed Costs - Total | Y | 1.5983 | $/WDC-STC | 2004 | 2008 | 2004 | Standard deviation | 5527 | Real data from up to 27 state or utility incentive programs in up to 16 states | Historical | Tracking the Sun II: The Installed Costs of Photovoltaics in the U.S. from 1998-2008 | Lawrence Berkeley National Laboratory | http://eetd.lbl.gov/EA/emp/reports/lbnl-2674e.pdf | Y | 2009 | 10 | 12 | Figure 4 | Y | Numerical values provided by author.
Solar PV | Commercial: Systems ≥ 10 kW | U.S. | Incentive - after-tax |  | 1.6253 | $/WDC-STC | 2007 | 2008 | 2007 | Average - simple | 1144 | Real data from up to 27 state or utility incentive programs in up to 16 states | Historical | Tracking the Sun II: The Installed Costs of Photovoltaics in the U.S. from 1998-2008 | Lawrence Berkeley National Laboratory | http://eetd.lbl.gov/EA/emp/reports/lbnl-2674e.pdf | Y | 2009 | 29 | 31 | Figure 22 | Y | Numerical values provided by author.
Solar PV | 2 kW ≤ Systems < 5 kW | U.S. | Installed Costs - Total | Y | 1.6689 | $/WDC-STC | 2008 | 2008 | 2008 | Standard deviation | 6388 | Real data from up to 27 state or utility incentive programs in up to 16 states | Historical | Tracking the Sun II: The Installed Costs of Photovoltaics in the U.S. from 1998-2008 | Lawrence Berkeley National Laboratory | http://eetd.lbl.gov/EA/emp/reports/lbnl-2674e.pdf | Y | 2009 | 15 | 17 | Figure 10 | Y | Numerical values provided by author.
Solar PV |  | U.S. | Installed Costs - Total | Y | 1.6695 | $/WDC-STC | 2008 | 2008 | 2008 | Standard deviation | 13097 | Real data from up to 27 state or utility incentive programs in up to 16 states | Historical | Tracking the Sun II: The Installed Costs of Photovoltaics in the U.S. from 1998-2008 | Lawrence Berkeley National Laboratory | http://eetd.lbl.gov/EA/emp/reports/lbnl-2674e.pdf | Y | 2009 | 10 | 12 | Figure 4 | Y | Numerical values provided by author.
Solar PV |  | VT | Incentive - after-tax |  | 1.7077 | $/WDC-STC | 2008 | 2008 | 2008 | Average - simple | 89 | RERC Small Scale Renewable Energy Incentive Program | Historical | Tracking the Sun II: The Installed Costs of Photovoltaics in the U.S. from 1998-2008 | Lawrence Berkeley National Laboratory | http://eetd.lbl.gov/EA/emp/reports/lbnl-2674e.pdf | Y | 2009 | 31 | 33 | Figure 23 | Y | Numerical values provided by author.
Solar PV | Systems ≤ 10 kW | MA | Installed Costs - Total | Y | 1.7402 | $/WDC-STC | 2008 | 2008 | 2008 | Standard deviation | 296 | MTC Small Renewables Initiative | Historical | Tracking the Sun II: The Installed Costs of Photovoltaics in the U.S. from 1998-2008 | Lawrence Berkeley National Laboratory | http://eetd.lbl.gov/EA/emp/reports/lbnl-2674e.pdf | Y | 2009 | 19 | 21 | Figure 14 | Y | Numerical values provided by author.
Solar PV | Systems ≤ 10 kW | MD | Installed Costs - Total | Y | 1.7489 | $/WDC-STC | 2008 | 2008 | 2008 | Standard deviation | 131 | MEA Solar Energy Grant Program | Historical | Tracking the Sun II: The Installed Costs of Photovoltaics in the U.S. from 1998-2008 | Lawrence Berkeley National Laboratory | http://eetd.lbl.gov/EA/emp/reports/lbnl-2674e.pdf | Y | 2009 | 19 | 21 | Figure 14 | Y | Post-Sales Tax; Numerical values provided by author.
Solar PV | Commercial: Systems ≥ 10 kW | U.S. | Incentive - after-tax |  | 1.7985 | $/WDC-STC | 2000 | 2008 | 2000 | Average - simple | 14 | Real data from up to 27 state or utility incentive programs in up to 16 states | Historical | Tracking the Sun II: The Installed Costs of Photovoltaics in the U.S. from 1998-2008 | Lawrence Berkeley National Laboratory | http://eetd.lbl.gov/EA/emp/reports/lbnl-2674e.pdf | Y | 2009 | 29 | 31 | Figure 22 | Y | Numerical values provided by author.
Solar PV |  | MD | Incentive - after-tax |  | 1.8264 | $/WDC-STC | 2008 | 2008 | 2008 | Average - simple | 121 | MEA Solar Energy Grant Program | Historical | Tracking the Sun II: The Installed Costs of Photovoltaics in the U.S. from 1998-2008 | Lawrence Berkeley National Laboratory | http://eetd.lbl.gov/EA/emp/reports/lbnl-2674e.pdf | Y | 2009 | 31 | 33 | Figure 23 | Y | Numerical values provided by author.
Solar PV | Systems ≤ 10 kW | OR | Installed Costs - Total | Y | 1.8903 | $/WDC-STC | 2008 | 2008 | 2008 | Standard deviation | 201 | ETO Solar Electric Program | Historical | Tracking the Sun II: The Installed Costs of Photovoltaics in the U.S. from 1998-2008 | Lawrence Berkeley National Laboratory | http://eetd.lbl.gov/EA/emp/reports/lbnl-2674e.pdf | Y | 2009 | 19 | 21 | Figure 14 | Y | Numerical values provided by author.
Solar PV | Commercial: Systems ≥ 10 kW | U.S. | Incentive - after-tax |  | 1.8925 | $/WDC-STC | 2006 | 2008 | 2006 | Average - simple | 984 | Real data from up to 27 state or utility incentive programs in up to 16 states | Historical | Tracking the Sun II: The Installed Costs of Photovoltaics in the U.S. from 1998-2008 | Lawrence Berkeley National Laboratory | http://eetd.lbl.gov/EA/emp/reports/lbnl-2674e.pdf | Y | 2009 | 29 | 31 | Figure 22 | Y | Numerical values provided by author.
Solar PV | Systems ≤ 10 kW | WI | Installed Costs - Total | Y | 1.8932 | $/WDC-STC | 2008 | 2008 | 2008 | Standard deviation | 125 | Focus on Energy Renewable Energy Cash-Back Rewards Program | Historical | Tracking the Sun II: The Installed Costs of Photovoltaics in the U.S. from 1998-2008 | Lawrence Berkeley National Laboratory | http://eetd.lbl.gov/EA/emp/reports/lbnl-2674e.pdf | Y | 2009 | 19 | 21 | Figure 14 | Y | Post-Sales Tax; Numerical values provided by author.
Solar PV |  | U.S. | Installed Costs - Total | Y | 1.9002 | $/WDC-STC | 2003 | 2008 | 2003 | Standard deviation | 3526 | Real data from up to 27 state or utility incentive programs in up to 16 states | Historical | Tracking the Sun II: The Installed Costs of Photovoltaics in the U.S. from 1998-2008 | Lawrence Berkeley National Laboratory | http://eetd.lbl.gov/EA/emp/reports/lbnl-2674e.pdf | Y | 2009 | 10 | 12 | Figure 4 | Y | Numerical values provided by author.
Solar PV |  | WI | Incentive - after-tax |  | 1.91 | $/WDC-STC | 2008 | 2008 | 2008 | Average - simple | 84 | Focus on Energy Renewable Energy Cash-Back Rewards Program | Historical | Tracking the Sun II: The Installed Costs of Photovoltaics in the U.S. from 1998-2008 | Lawrence Berkeley National Laboratory | http://eetd.lbl.gov/EA/emp/reports/lbnl-2674e.pdf | Y | 2009 | 31 | 33 | Figure 23 | Y | Numerical values provided by author.
Solar PV | Systems ≤ 10 kW | PA | Installed Costs - Total | Y | 1.9254 | $/WDC-STC | 2008 | 2008 | 2008 | Standard deviation | 16 | SDF Solar PV Grant Program | Historical | Tracking the Sun II: The Installed Costs of Photovoltaics in the U.S. from 1998-2008 | Lawrence Berkeley National Laboratory | http://eetd.lbl.gov/EA/emp/reports/lbnl-2674e.pdf | Y | 2009 | 19 | 21 | Figure 14 | Y | Post-Sales Tax; Numerical values provided by author.
Solar PV |  | CA | Incentive - after-tax |  | 1.9334 | $/WDC-STC | 2008 | 2008 | 2008 | Average - simple | 8835 | Anaheim Solar Advantage Program; CEC Emerging Renewables Program; CEC New Home Solar Partnership; CPUC California Solar Initiative; CPUC Self-Generation Incentive Program; LADWP Solar Incentive Program; Lompoc PV Rebate Program; SMUD Residential Retrofit and Commercial PV Buydown Programs | Historical | Tracking the Sun II: The Installed Costs of Photovoltaics in the U.S. from 1998-2008 | Lawrence Berkeley National Laboratory | http://eetd.lbl.gov/EA/emp/reports/lbnl-2674e.pdf | Y | 2009 | 31 | 33 | Figure 23 | Y | Numerical values provided by author.
Solar PV | 100 kW < Systems ≤ 250 kW | U.S. | Installed Costs - Total | Y | 1.9551 | $/WDC-STC | 2008 | 2008 | 2008 | Standard deviation | 146 | Real data from up to 27 state or utility incentive programs in up to 16 states | Historical | Tracking the Sun II: The Installed Costs of Photovoltaics in the U.S. from 1998-2008 | Lawrence Berkeley National Laboratory | http://eetd.lbl.gov/EA/emp/reports/lbnl-2674e.pdf | Y | 2009 | 15 | 17 | Figure 10 | Y | Numerical values provided by author.
Solar PV | Commercial: Systems ≥ 10 kW | U.S. | Incentive - after-tax |  | 1.9641 | $/WDC-STC | 1999 | 2008 | 1999 | Average - simple | 11 | Real data from up to 27 state or utility incentive programs in up to 16 states | Historical | Tracking the Sun II: The Installed Costs of Photovoltaics in the U.S. from 1998-2008 | Lawrence Berkeley National Laboratory | http://eetd.lbl.gov/EA/emp/reports/lbnl-2674e.pdf | Y | 2009 | 29 | 31 | Figure 22 | Y | Numerical values provided by author.
Solar PV | Commercial: Systems ≥ 10 kW | U.S. | Incentive - after-tax |  | 2.0165 | $/WDC-STC | 1998 | 2008 | 1998 | Average - simple | 5 | Real data from up to 27 state or utility incentive programs in up to 16 states | Historical | Tracking the Sun II: The Installed Costs of Photovoltaics in the U.S. from 1998-2008 | Lawrence Berkeley National Laboratory | http://eetd.lbl.gov/EA/emp/reports/lbnl-2674e.pdf | Y | 2009 | 29 | 31 | Figure 22 | Y | Numerical values provided by author.
Solar PV |  | MN | Incentive - after-tax |  | 2.0211 | $/WDC-STC | 2008 | 2008 | 2008 | Average - simple | 27 | MSEO Solar Electric Rebate Program | Historical | Tracking the Sun II: The Installed Costs of Photovoltaics in the U.S. from 1998-2008 | Lawrence Berkeley National Laboratory | http://eetd.lbl.gov/EA/emp/reports/lbnl-2674e.pdf | Y | 2009 | 31 | 33 | Figure 23 | Y | Numerical values provided by author.
Solar PV | Systems ≤ 10 kW | NV | Installed Costs - Total | Y | 2.0545 | $/WDC-STC | 2008 | 2008 | 2008 | Standard deviation | 141 | NPC/SPPC RenewableGenerations Rebate Program | Historical | Tracking the Sun II: The Installed Costs of Photovoltaics in the U.S. from 1998-2008 | Lawrence Berkeley National Laboratory | http://eetd.lbl.gov/EA/emp/reports/lbnl-2674e.pdf | Y | 2009 | 19 | 21 | Figure 14 | Y | Post-Sales Tax; Numerical values provided by author.
Solar PV |  | OR | Incentive - after-tax |  | 2.0635 | $/WDC-STC | 2008 | 2008 | 2008 | Average - simple | 148 | ETO Solar Electric Program | Historical | Tracking the Sun II: The Installed Costs of Photovoltaics in the U.S. from 1998-2008 | Lawrence Berkeley National Laboratory | http://eetd.lbl.gov/EA/emp/reports/lbnl-2674e.pdf | Y | 2009 | 31 | 33 | Figure 23 | Y | Numerical values provided by author.
Solar PV |  | OH | Incentive - after-tax |  | 2.1152 | $/WDC-STC | 2008 | 2008 | 2008 | Average - simple | 7 | ODOD Advanced Energy Fund Grants | Historical | Tracking the Sun II: The Installed Costs of Photovoltaics in the U.S. from 1998-2008 | Lawrence Berkeley National Laboratory | http://eetd.lbl.gov/EA/emp/reports/lbnl-2674e.pdf | Y | 2009 | 31 | 33 | Figure 24 | Y | Numerical values provided by author.
Solar PV | Commercial: Systems ≥ 10 kW | U.S. | Incentive - after-tax |  | 2.142 | $/WDC-STC | 2005 | 2008 | 2005 | Average - simple | 666 | Real data from up to 27 state or utility incentive programs in up to 16 states | Historical | Tracking the Sun II: The Installed Costs of Photovoltaics in the U.S. from 1998-2008 | Lawrence Berkeley National Laboratory | http://eetd.lbl.gov/EA/emp/reports/lbnl-2674e.pdf | Y | 2009 | 29 | 31 | Figure 22 | Y | Numerical values provided by author.
Solar PV | Systems ≤ 10 kW | MN | Installed Costs - Total | Y | 2.1504 | $/WDC-STC | 2008 | 2008 | 2008 | Standard deviation | 37 | MSEO Solar Electric Rebate Program | Historical | Tracking the Sun II: The Installed Costs of Photovoltaics in the U.S. from 1998-2008 | Lawrence Berkeley National Laboratory | http://eetd.lbl.gov/EA/emp/reports/lbnl-2674e.pdf | Y | 2009 | 19 | 21 | Figure 14 | Y | Numerical values provided by author.
Solar PV |  | AZ | Federal ITC |  | 2.1573 | $/WDC-STC | 2008 | 2008 | 2008 | Average - simple | 19 | APS Solar and Renewable Incentive Program & SRP EarthWise Solar Energy Program | Historical | Tracking the Sun II: The Installed Costs of Photovoltaics in the U.S. from 1998-2008 | Lawrence Berkeley National Laboratory | http://eetd.lbl.gov/EA/emp/reports/lbnl-2674e.pdf | Y | 2009 | 31 | 33 | Figure 24 | Y | Numerical values provided by author.
Solar PV | 30 kW ≤ Systems ≤ 100 kW | U.S. | Installed Costs - Total | Y | 2.195 | $/WDC-STC | 2008 | 2008 | 2008 | Standard deviation | 298 | Real data from up to 27 state or utility incentive programs in up to 16 states | Historical | Tracking the Sun II: The Installed Costs of Photovoltaics in the U.S. from 1998-2008 | Lawrence Berkeley National Laboratory | http://eetd.lbl.gov/EA/emp/reports/lbnl-2674e.pdf | Y | 2009 | 15 | 17 | Figure 10 | Y | Numerical values provided by author.
Solar PV |  | OR | State ITC |  | 2.2 | $/WDC-STC | 2008 | 2008 | 2008 | Average - simple | 92 | ETO Solar Electric Program | Historical | Tracking the Sun II: The Installed Costs of Photovoltaics in the U.S. from 1998-2008 | Lawrence Berkeley National Laboratory | http://eetd.lbl.gov/EA/emp/reports/lbnl-2674e.pdf | Y | 2009 | 31 | 33 | Figure 24 | Y | Numerical values provided by author.
Solar PV | Residential: Systems < 10 kW | U.S. | Incentive - after-tax |  | 2.2812 | $/WDC-STC | 2008 | 2008 | 2008 | Average - simple | 11518 | Real data from up to 27 state or utility incentive programs in up to 16 states | Historical | Tracking the Sun II: The Installed Costs of Photovoltaics in the U.S. from 1998-2008 | Lawrence Berkeley National Laboratory | http://eetd.lbl.gov/EA/emp/reports/lbnl-2674e.pdf | Y | 2009 | 29 | 31 | Figure 21 | Y | Numerical values provided by author.
Solar PV |  | U.S. | Installed Costs - Total | Y | 2.2878 | $/WDC-STC | 2002 | 2008 | 2002 | Standard deviation | 2489 | Real data from up to 27 state or utility incentive programs in up to 16 states | Historical | Tracking the Sun II: The Installed Costs of Photovoltaics in the U.S. from 1998-2008 | Lawrence Berkeley National Laboratory | http://eetd.lbl.gov/EA/emp/reports/lbnl-2674e.pdf | Y | 2009 | 10 | 12 | Figure 4 | Y | Numerical values provided by author.
Solar PV | Systems < 2 kW | U.S. | Installed Costs - Total | Y | 2.3149 | $/WDC-STC | 2008 | 2008 | 2008 | Standard deviation | 798 | Real data from up to 27 state or utility incentive programs in up to 16 states | Historical | Tracking the Sun II: The Installed Costs of Photovoltaics in the U.S. from 1998-2008 | Lawrence Berkeley National Laboratory | http://eetd.lbl.gov/EA/emp/reports/lbnl-2674e.pdf | Y | 2009 | 15 | 17 | Figure 10 | Y | Numerical values provided by author.
Solar PV |  | PA | Incentive - after-tax |  | 2.3289 | $/WDC-STC | 2008 | 2008 | 2008 | Average - simple | 7 | SDF Solar PV Grant Program | Historical | Tracking the Sun II: The Installed Costs of Photovoltaics in the U.S. from 1998-2008 | Lawrence Berkeley National Laboratory | http://eetd.lbl.gov/EA/emp/reports/lbnl-2674e.pdf | Y | 2009 | 31 | 33 | Figure 24 | Y | Numerical values provided by author.
Solar PV | Commercial: Systems ≥ 10 kW | U.S. | Incentive - after-tax |  | 2.3518 | $/WDC-STC | 2004 | 2008 | 2004 | Average - simple | 590 | Real data from up to 27 state or utility incentive programs in up to 16 states | Historical | Tracking the Sun II: The Installed Costs of Photovoltaics in the U.S. from 1998-2008 | Lawrence Berkeley National Laboratory | http://eetd.lbl.gov/EA/emp/reports/lbnl-2674e.pdf | Y | 2009 | 29 | 31 | Figure 22 | Y | Numerical values provided by author.
Solar PV |  | CA | Federal ITC |  | 2.3691 | $/WDC-STC | 2008 | 2008 | 2008 | Average - simple | 876 | Anaheim Solar Advantage Program; CEC Emerging Renewables Program; CEC New Home Solar Partnership; CPUC California Solar Initiative; CPUC Self-Generation Incentive Program; LADWP Solar Incentive Program; Lompoc PV Rebate Program; SMUD Residential Retrofit and Commercial PV Buydown Programs | Historical | Tracking the Sun II: The Installed Costs of Photovoltaics in the U.S. from 1998-2008 | Lawrence Berkeley National Laboratory | http://eetd.lbl.gov/EA/emp/reports/lbnl-2674e.pdf | Y | 2009 | 31 | 33 | Figure 24 | Y | Numerical values provided by author.
Solar PV |  | MA | Incentive - after-tax |  | 2.3748 | $/WDC-STC | 2008 | 2008 | 2008 | Average - simple | 46 | MTC Small Renewables Initiative | Historical | Tracking the Sun II: The Installed Costs of Photovoltaics in the U.S. from 1998-2008 | Lawrence Berkeley National Laboratory | http://eetd.lbl.gov/EA/emp/reports/lbnl-2674e.pdf | Y | 2009 | 31 | 33 | Figure 24 | Y | Numerical values provided by author.
Solar PV | Systems ≤ 10 kW | NJ | Installed Costs - Total | Y | 2.3781 | $/WDC-STC | 2008 | 2008 | 2008 | Standard deviation | 690 | NJCEP Customer Onsite Renewable Energy Program; NJCEP Solar Renewable Energy Credit Program | Historical | Tracking the Sun II: The Installed Costs of Photovoltaics in the U.S. from 1998-2008 | Lawrence Berkeley National Laboratory | http://eetd.lbl.gov/EA/emp/reports/lbnl-2674e.pdf | Y | 2009 | 19 | 21 | Figure 14 | Y | Numerical values provided by author.
Solar PV | Commercial: Systems ≥ 10 kW | U.S. | ITC (State and/or Federal) |  | 2.406 | $/WDC-STC | 2006 | 2008 | 2006 | Average - simple | 984 | Real data from up to 27 state or utility incentive programs in up to 16 states | Historical | Tracking the Sun II: The Installed Costs of Photovoltaics in the U.S. from 1998-2008 | Lawrence Berkeley National Laboratory | http://eetd.lbl.gov/EA/emp/reports/lbnl-2674e.pdf | Y | 2009 | 29 | 31 | Figure 22 | Y | Numerical values provided by author.
Solar PV |  | CT | Federal ITC |  | 2.4178 | $/WDC-STC | 2008 | 2008 | 2008 | Average - simple | 33 | CCEF Onsite Renewable DG Program; CCEF Solar PV Program | Historical | Tracking the Sun II: The Installed Costs of Photovoltaics in the U.S. from 1998-2008 | Lawrence Berkeley National Laboratory | http://eetd.lbl.gov/EA/emp/reports/lbnl-2674e.pdf | Y | 2009 | 31 | 33 | Figure 24 | Y | Numerical values provided by author.
Solar PV |  | NJ | Incentive - after-tax |  | 2.5222 | $/WDC-STC | 2008 | 2008 | 2008 | Average - simple | 76 | NJCEP Customer Onsite Renewable Energy Program; NJCEP Solar Renewable Energy Credit Program | Historical | Tracking the Sun II: The Installed Costs of Photovoltaics in the U.S. from 1998-2008 | Lawrence Berkeley National Laboratory | http://eetd.lbl.gov/EA/emp/reports/lbnl-2674e.pdf | Y | 2009 | 31 | 33 | Figure 24 | Y | Numerical values provided by author.
Solar PV |  | MD | Federal ITC |  | 2.5404 | $/WDC-STC | 2008 | 2008 | 2008 | Average - simple | 6 | MEA Solar Energy Grant Program | Historical | Tracking the Sun II: The Installed Costs of Photovoltaics in the U.S. from 1998-2008 | Lawrence Berkeley National Laboratory | http://eetd.lbl.gov/EA/emp/reports/lbnl-2674e.pdf | Y | 2009 | 31 | 33 | Figure 24 | Y | Numerical values provided by author.
Solar PV | Residential: Systems < 10 kW | U.S. | Incentive - after-tax |  | 2.5582 | $/WDC-STC | 2007 | 2008 | 2007 | Average - simple | 1087 | Real data from up to 27 state or utility incentive programs in up to 16 states | Historical | Tracking the Sun II: The Installed Costs of Photovoltaics in the U.S. from 1998-2008 | Lawrence Berkeley National Laboratory | http://eetd.lbl.gov/EA/emp/reports/lbnl-2674e.pdf | Y | 2009 | 29 | 31 | Figure 21 | Y | Numerical values provided by author.
Solar PV | Commercial: Systems ≥ 10 kW | U.S. | ITC (State and/or Federal) |  | 2.5643 | $/WDC-STC | 2007 | 2008 | 2007 | Average - simple | 1144 | Real data from up to 27 state or utility incentive programs in up to 16 states | Historical | Tracking the Sun II: The Installed Costs of Photovoltaics in the U.S. from 1998-2008 | Lawrence Berkeley National Laboratory | http://eetd.lbl.gov/EA/emp/reports/lbnl-2674e.pdf | Y | 2009 | 29 | 31 | Figure 22 | Y | Numerical values provided by author.
Solar PV | Commercial: Systems ≥ 10 kW | U.S. | Incentive - after-tax |  | 2.5746 | $/WDC-STC | 2003 | 2008 | 2003 | Average - simple | 374 | Real data from up to 27 state or utility incentive programs in up to 16 states | Historical | Tracking the Sun II: The Installed Costs of Photovoltaics in the U.S. from 1998-2008 | Lawrence Berkeley National Laboratory | http://eetd.lbl.gov/EA/emp/reports/lbnl-2674e.pdf | Y | 2009 | 29 | 31 | Figure 22 | Y | Numerical values provided by author.
Solar PV |  | NJ | Federal ITC |  | 2.5799 | $/WDC-STC | 2008 | 2008 | 2008 | Average - simple | 76 | NJCEP Customer Onsite Renewable Energy Program; NJCEP Solar Renewable Energy Credit Program | Historical | Tracking the Sun II: The Installed Costs of Photovoltaics in the U.S. from 1998-2008 | Lawrence Berkeley National Laboratory | http://eetd.lbl.gov/EA/emp/reports/lbnl-2674e.pdf | Y | 2009 | 31 | 33 | Figure 24 | Y | Numerical values provided by author.
Solar PV | 10 kW < Systems ≤ 100 kW | U.S. | Installed Costs - Excluding Capital Costs | Y | 2.6 | $/WDC-STC | 2008 | 2008 | 2008 | Average - simple | 7303 | Real data from up to 27 state or utility incentive programs in up to 16 states | Historical | Tracking the Sun II: The Installed Costs of Photovoltaics in the U.S. from 1998-2008 | Lawrence Berkeley National Laboratory | http://eetd.lbl.gov/EA/emp/reports/lbnl-2674e.pdf | Y | 2009 | 17 | 19 | Figure 12 | Y
Solar PV |  | U.S. | Installed Costs - Total | Y | 2.6107 | $/WDC-STC | 2001 | 2008 | 2001 | Standard deviation | 1308 | Real data from up to 27 state or utility incentive programs in up to 16 states | Historical | Tracking the Sun II: The Installed Costs of Photovoltaics in the U.S. from 1998-2008 | Lawrence Berkeley National Laboratory | http://eetd.lbl.gov/EA/emp/reports/lbnl-2674e.pdf | Y | 2009 | 10 | 12 | Figure 4 | Y | Numerical values provided by author.
Solar PV | Commercial: Systems ≥ 10 kW | U.S. | ITC (State and/or Federal) |  | 2.6249 | $/WDC-STC | 2008 | 2008 | 2008 | Average - simple | 1294 | Real data from up to 27 state or utility incentive programs in up to 16 states | Historical | Tracking the Sun II: The Installed Costs of Photovoltaics in the U.S. from 1998-2008 | Lawrence Berkeley National Laboratory | http://eetd.lbl.gov/EA/emp/reports/lbnl-2674e.pdf | Y | 2009 | 29 | 31 | Figure 22 | Y | Numerical values provided by author.
Solar PV | Systems ≤ 10 kW | VT | Installed Costs - Total | Y | 2.6255 | $/WDC-STC | 2008 | 2008 | 2008 | Standard deviation | 89 | RERC Small Scale Renewable Energy Incentive Program | Historical | Tracking the Sun II: The Installed Costs of Photovoltaics in the U.S. from 1998-2008 | Lawrence Berkeley National Laboratory | http://eetd.lbl.gov/EA/emp/reports/lbnl-2674e.pdf | Y | 2009 | 19 | 21 | Figure 14 | Y | Numerical values provided by author.
Solar PV |  | MA | Federal ITC |  | 2.6377 | $/WDC-STC | 2008 | 2008 | 2008 | Average - simple | 46 | MTC Small Renewables Initiative | Historical | Tracking the Sun II: The Installed Costs of Photovoltaics in the U.S. from 1998-2008 | Lawrence Berkeley National Laboratory | http://eetd.lbl.gov/EA/emp/reports/lbnl-2674e.pdf | Y | 2009 | 31 | 33 | Figure 24 | Y | Numerical values provided by author.
Solar PV |  | CT | Incentive - after-tax |  | 2.6428 | $/WDC-STC | 2008 | 2008 | 2008 | Average - simple | 33 | CCEF Onsite Renewable DG Program; CCEF Solar PV Program | Historical | Tracking the Sun II: The Installed Costs of Photovoltaics in the U.S. from 1998-2008 | Lawrence Berkeley National Laboratory | http://eetd.lbl.gov/EA/emp/reports/lbnl-2674e.pdf | Y | 2009 | 31 | 33 | Figure 24 | Y | Numerical values provided by author.
Solar PV |  | VT | Federal ITC |  | 2.6489 | $/WDC-STC | 2008 | 2008 | 2008 | Average - simple | 5 | RERC Small Scale Renewable Energy Incentive Program | Historical | Tracking the Sun II: The Installed Costs of Photovoltaics in the U.S. from 1998-2008 | Lawrence Berkeley National Laboratory | http://eetd.lbl.gov/EA/emp/reports/lbnl-2674e.pdf | Y | 2009 | 31 | 33 | Figure 24 | Y | Numerical values provided by author.
Solar PV | Commercial: Systems ≥ 10 kW | U.S. | Incentive - after-tax |  | 2.6673 | $/WDC-STC | 2001 | 2008 | 2001 | Average - simple | 42 | Real data from up to 27 state or utility incentive programs in up to 16 states | Historical | Tracking the Sun II: The Installed Costs of Photovoltaics in the U.S. from 1998-2008 | Lawrence Berkeley National Laboratory | http://eetd.lbl.gov/EA/emp/reports/lbnl-2674e.pdf | Y | 2009 | 29 | 31 | Figure 22 | Y | Numerical values provided by author.
Solar PV |  | OR | Federal ITC |  | 2.6773 | $/WDC-STC | 2008 | 2008 | 2008 | Average - simple | 92 | ETO Solar Electric Program | Historical | Tracking the Sun II: The Installed Costs of Photovoltaics in the U.S. from 1998-2008 | Lawrence Berkeley National Laboratory | http://eetd.lbl.gov/EA/emp/reports/lbnl-2674e.pdf | Y | 2009 | 31 | 33 | Figure 24 | Y | Numerical values provided by author.
Solar PV |  | NV | Incentive - after-tax |  | 2.7054 | $/WDC-STC | 2008 | 2008 | 2008 | Average - simple | 139 | NPC/SPPC RenewableGenerations Rebate Program | Historical | Tracking the Sun II: The Installed Costs of Photovoltaics in the U.S. from 1998-2008 | Lawrence Berkeley National Laboratory | http://eetd.lbl.gov/EA/emp/reports/lbnl-2674e.pdf | Y | 2009 | 31 | 33 | Figure 23 | Y | Numerical values provided by author.
Solar PV |  | NY | Incentive - after-tax |  | 2.7163 | $/WDC-STC | 2008 | 2008 | 2008 | Average - simple | 55 | NYSERDA | Historical | Tracking the Sun II: The Installed Costs of Photovoltaics in the U.S. from 1998-2008 | Lawrence Berkeley National Laboratory | http://eetd.lbl.gov/EA/emp/reports/lbnl-2674e.pdf | Y | 2009 | 31 | 33 | Figure 24 | Y | Numerical values provided by author.
Solar PV | Commercial: Systems ≥ 10 kW | U.S. | Incentive - after-tax |  | 2.7882 | $/WDC-STC | 2002 | 2008 | 2002 | Average - simple | 183 | Real data from up to 27 state or utility incentive programs in up to 16 states | Historical | Tracking the Sun II: The Installed Costs of Photovoltaics in the U.S. from 1998-2008 | Lawrence Berkeley National Laboratory | http://eetd.lbl.gov/EA/emp/reports/lbnl-2674e.pdf | Y | 2009 | 29 | 31 | Figure 22 | Y | Numerical values provided by author.
Solar PV | Systems > 100 kW | U.S. | Installed Costs - Excluding Capital Costs | Y | 2.8 | $/WDC-STC | 2008 | 2008 | 2008 | Average - simple | 7303 | Real data from up to 27 state or utility incentive programs in up to 16 states | Historical | Tracking the Sun II: The Installed Costs of Photovoltaics in the U.S. from 1998-2008 | Lawrence Berkeley National Laboratory | http://eetd.lbl.gov/EA/emp/reports/lbnl-2674e.pdf | Y | 2009 | 17 | 19 | Figure 12 | Y
Solar PV |  | NY | Federal ITC |  | 2.8063 | $/WDC-STC | 2008 | 2008 | 2008 | Average - simple | 55 | NYSERDA | Historical | Tracking the Sun II: The Installed Costs of Photovoltaics in the U.S. from 1998-2008 | Lawrence Berkeley National Laboratory | http://eetd.lbl.gov/EA/emp/reports/lbnl-2674e.pdf | Y | 2009 | 31 | 33 | Figure 24 | Y | Numerical values provided by author.
Solar PV |  | WI | Federal ITC |  | 2.8192 | $/WDC-STC | 2008 | 2008 | 2008 | Average - simple | 61 | Focus on Energy Renewable Energy Cash-Back Rewards Program | Historical | Tracking the Sun II: The Installed Costs of Photovoltaics in the U.S. from 1998-2008 | Lawrence Berkeley National Laboratory | http://eetd.lbl.gov/EA/emp/reports/lbnl-2674e.pdf | Y | 2009 | 31 | 33 | Figure 24 | Y | Numerical values provided by author.
Solar PV | Systems ≤ 10 kW | U.S. | Installed Costs - Excluding Capital Costs | Y | 2.9 | $/WDC-STC | 2008 | 2008 | 2008 | Average - simple | 7303 | Real data from up to 27 state or utility incentive programs in up to 16 states | Historical | Tracking the Sun II: The Installed Costs of Photovoltaics in the U.S. from 1998-2008 | Lawrence Berkeley National Laboratory | http://eetd.lbl.gov/EA/emp/reports/lbnl-2674e.pdf | Y | 2009 | 17 | 19 | Figure 12 | Y
Solar PV |  | MN | Federal ITC |  | 2.9069 | $/WDC-STC | 2008 | 2008 | 2008 | Average - simple | 8 | MSEO Solar Electric Rebate Program | Historical | Tracking the Sun II: The Installed Costs of Photovoltaics in the U.S. from 1998-2008 | Lawrence Berkeley National Laboratory | http://eetd.lbl.gov/EA/emp/reports/lbnl-2674e.pdf | Y | 2009 | 31 | 33 | Figure 24 | Y | Numerical values provided by author.
Solar PV |  | AZ | Incentive - after-tax |  | 2.9816 | $/WDC-STC | 2008 | 2008 | 2008 | Average - simple | 458 | APS Solar and Renewable Incentive Program & SRP EarthWise Solar Energy Program | Historical | Tracking the Sun II: The Installed Costs of Photovoltaics in the U.S. from 1998-2008 | Lawrence Berkeley National Laboratory | http://eetd.lbl.gov/EA/emp/reports/lbnl-2674e.pdf | Y | 2009 | 31 | 33 | Figure 23 | Y | Numerical values provided by author.
Solar PV |  | CT | Installed Costs - Total | N | 2.9986 | $/WDC-STC | 2008 | 2008 | 2008 | Average - simple | 33 | CCEF Onsite Renewable DG Program; CCEF Solar PV Program | Historical | Tracking the Sun II: The Installed Costs of Photovoltaics in the U.S. from 1998-2008 | Lawrence Berkeley National Laboratory | http://eetd.lbl.gov/EA/emp/reports/lbnl-2674e.pdf | Y | 2009 | 31 | 33 | Figure 24 | Y | Numerical values provided by author.
Solar PV |  | PA | Federal ITC |  | 3.0521 | $/WDC-STC | 2008 | 2008 | 2008 | Average - simple | 7 | SDF Solar PV Grant Program | Historical | Tracking the Sun II: The Installed Costs of Photovoltaics in the U.S. from 1998-2008 | Lawrence Berkeley National Laboratory | http://eetd.lbl.gov/EA/emp/reports/lbnl-2674e.pdf | Y | 2009 | 31 | 33 | Figure 24 | Y | Numerical values provided by author.
Solar PV | Residential: Systems < 10 kW | U.S. | Incentive - after-tax |  | 3.0661 | $/WDC-STC | 2006 | 2008 | 2006 | Average - simple | 7613 | Real data from up to 27 state or utility incentive programs in up to 16 states | Historical | Tracking the Sun II: The Installed Costs of Photovoltaics in the U.S. from 1998-2008 | Lawrence Berkeley National Laboratory | http://eetd.lbl.gov/EA/emp/reports/lbnl-2674e.pdf | Y | 2009 | 29 | 31 | Figure 21 | Y | Numerical values provided by author.
Solar PV | Residential: Systems < 10 kW | U.S. | Incentive - after-tax |  | 3.1113 | $/WDC-STC | 2000 | 2008 | 2000 | Average - simple | 203 | Real data from up to 27 state or utility incentive programs in up to 16 states | Historical | Tracking the Sun II: The Installed Costs of Photovoltaics in the U.S. from 1998-2008 | Lawrence Berkeley National Laboratory | http://eetd.lbl.gov/EA/emp/reports/lbnl-2674e.pdf | Y | 2009 | 29 | 31 | Figure 21 | Y | Numerical values provided by author.
Solar PV |  | AZ | Installed Costs - Total | N | 3.152 | $/WDC-STC | 2008 | 2008 | 2008 | Average - simple | 19 | APS Solar and Renewable Incentive Program & SRP EarthWise Solar Energy Program | Historical | Tracking the Sun II: The Installed Costs of Photovoltaics in the U.S. from 1998-2008 | Lawrence Berkeley National Laboratory | http://eetd.lbl.gov/EA/emp/reports/lbnl-2674e.pdf | Y | 2009 | 31 | 33 | Figure 24 | Y | Numerical values provided by author.
Solar PV | Systems ≥ 2 MW | NV | Installed Costs - Total | Y | 3.2 | $/WDC-STC | 2008 | 2008 | 2008 | Average - simple | 1 | Real data from city | Historical | Tracking the Sun II: The Installed Costs of Photovoltaics in the U.S. from 1998-2008 | Lawrence Berkeley National Laboratory | http://eetd.lbl.gov/EA/emp/reports/lbnl-2674e.pdf | Y | 2009 | 16 | 18 | Table 3 | Y | Boulder City, NV
Solar PV | Residential: Systems < 10 kW | U.S. | Incentive - after-tax |  | 3.2179 | $/WDC-STC | 1999 | 2008 | 1999 | Average - simple | 169 | Real data from up to 27 state or utility incentive programs in up to 16 states | Historical | Tracking the Sun II: The Installed Costs of Photovoltaics in the U.S. from 1998-2008 | Lawrence Berkeley National Laboratory | http://eetd.lbl.gov/EA/emp/reports/lbnl-2674e.pdf | Y | 2009 | 29 | 31 | Figure 21 | Y | Numerical values provided by author.
Solar PV |  | OR | Installed Costs - Total | N | 3.2421 | $/WDC-STC | 2008 | 2008 | 2008 | Average - simple | 92 | ETO Solar Electric Program | Historical | Tracking the Sun II: The Installed Costs of Photovoltaics in the U.S. from 1998-2008 | Lawrence Berkeley National Laboratory | http://eetd.lbl.gov/EA/emp/reports/lbnl-2674e.pdf | Y | 2009 | 31 | 33 | Figure 24 | Y | Numerical values provided by author.
Solar PV |  | OH | Federal ITC |  | 3.2499 | $/WDC-STC | 2008 | 2008 | 2008 | Average - simple | 7 | ODOD Advanced Energy Fund Grants | Historical | Tracking the Sun II: The Installed Costs of Photovoltaics in the U.S. from 1998-2008 | Lawrence Berkeley National Laboratory | http://eetd.lbl.gov/EA/emp/reports/lbnl-2674e.pdf | Y | 2009 | 31 | 33 | Figure 24 | Y | Numerical values provided by author.
Solar PV | Residential: Systems < 10 kW | U.S. | Incentive - after-tax |  | 3.2808 | $/WDC-STC | 2005 | 2008 | 2005 | Average - simple | 4479 | Real data from up to 27 state or utility incentive programs in up to 16 states | Historical | Tracking the Sun II: The Installed Costs of Photovoltaics in the U.S. from 1998-2008 | Lawrence Berkeley National Laboratory | http://eetd.lbl.gov/EA/emp/reports/lbnl-2674e.pdf | Y | 2009 | 29 | 31 | Figure 21 | Y | Numerical values provided by author.
Solar PV | Residential: Systems < 10 kW | U.S. | Incentive - after-tax |  | 3.2876 | $/WDC-STC | 1998 | 2008 | 1998 | Average - simple | 34 | Real data from up to 27 state or utility incentive programs in up to 16 states | Historical | Tracking the Sun II: The Installed Costs of Photovoltaics in the U.S. from 1998-2008 | Lawrence Berkeley National Laboratory | http://eetd.lbl.gov/EA/emp/reports/lbnl-2674e.pdf | Y | 2009 | 29 | 31 | Figure 21 | Y | Numerical values provided by author.
Solar PV |  | OH | Incentive - after-tax |  | 3.3216 | $/WDC-STC | 2008 | 2008 | 2008 | Average - simple | 13 | ODOD Advanced Energy Fund Grants | Historical | Tracking the Sun II: The Installed Costs of Photovoltaics in the U.S. from 1998-2008 | Lawrence Berkeley National Laboratory | http://eetd.lbl.gov/EA/emp/reports/lbnl-2674e.pdf | Y | 2009 | 31 | 33 | Figure 23 | Y | Numerical values provided by author.
Solar PV | Systems ≤ 10 kW | OH | Installed Costs - Total | Y | 3.3459 | $/WDC-STC | 2008 | 2008 | 2008 | Standard deviation | 18 | ODOD Advanced Energy Fund Grants | Historical | Tracking the Sun II: The Installed Costs of Photovoltaics in the U.S. from 1998-2008 | Lawrence Berkeley National Laboratory | http://eetd.lbl.gov/EA/emp/reports/lbnl-2674e.pdf | Y | 2009 | 19 | 21 | Figure 14 | Y | Post-Sales Tax; Numerical values provided by author.
Solar PV |  | NJ | Installed Costs - Total | N | 3.4975 | $/WDC-STC | 2008 | 2008 | 2008 | Average - simple | 76 | NJCEP Customer Onsite Renewable Energy Program; NJCEP Solar Renewable Energy Credit Program | Historical | Tracking the Sun II: The Installed Costs of Photovoltaics in the U.S. from 1998-2008 | Lawrence Berkeley National Laboratory | http://eetd.lbl.gov/EA/emp/reports/lbnl-2674e.pdf | Y | 2009 | 31 | 33 | Figure 24 | Y | Numerical values provided by author.
Solar PV |  | U.S. | Installed Costs - Total | Y | 3.523 | $/WDC-STC | 1999 | 2008 | 1999 | Standard deviation | 180 | Real data from up to 27 state or utility incentive programs in up to 16 states | Historical | Tracking the Sun II: The Installed Costs of Photovoltaics in the U.S. from 1998-2008 | Lawrence Berkeley National Laboratory | http://eetd.lbl.gov/EA/emp/reports/lbnl-2674e.pdf | Y | 2009 | 10 | 12 | Figure 4 | Y | Numerical values provided by author.
Solar PV |  | NY | Installed Costs - Total | N | 3.545 | $/WDC-STC | 2008 | 2008 | 2008 | Average - simple | 346 | NYSERDA | Historical | Tracking the Sun II: The Installed Costs of Photovoltaics in the U.S. from 1998-2008 | Lawrence Berkeley National Laboratory | http://eetd.lbl.gov/EA/emp/reports/lbnl-2674e.pdf | Y | 2009 | 31 | 33 | Figure 23 | Y | Numerical values provided by author.
Solar PV | Commercial: Systems ≥ 10 kW | U.S. | Installed Costs - Total | N | 3.5792 | $/WDC-STC | 2006 | 2008 | 2006 | Average - simple | 984 | Real data from up to 27 state or utility incentive programs in up to 16 states | Historical | Tracking the Sun II: The Installed Costs of Photovoltaics in the U.S. from 1998-2008 | Lawrence Berkeley National Laboratory | http://eetd.lbl.gov/EA/emp/reports/lbnl-2674e.pdf | Y | 2009 | 29 | 31 | Figure 22 | Y | Numerical values provided by author.
Solar PV |  | AZ | Installed Costs - Total | N | 3.6275 | $/WDC-STC | 2008 | 2008 | 2008 | Average - simple | 458 | APS Solar and Renewable Incentive Program & SRP EarthWise Solar Energy Program | Historical | Tracking the Sun II: The Installed Costs of Photovoltaics in the U.S. from 1998-2008 | Lawrence Berkeley National Laboratory | http://eetd.lbl.gov/EA/emp/reports/lbnl-2674e.pdf | Y | 2009 | 31 | 33 | Figure 23 | Y | Numerical values provided by author.
Solar PV |  | U.S. | Installed Costs - Module Cost | Y | 3.63 | $/WDC-STC | 2003 | 2008 | 2003 | Average - capacity-weighted | 3526 | Global Module Price Index | Historical | Tracking the Sun II: The Installed Costs of Photovoltaics in the U.S. from 1998-2008 | Lawrence Berkeley National Laboratory | http://eetd.lbl.gov/EA/emp/reports/lbnl-2674e.pdf | Y | 2009 | 12 | 14 | Figure 6 | Y | Numerical values provided by author.
Solar PV |  | U.S. | Installed Costs - Module Cost | Y | 3.65 | $/WDC-STC | 2008 | 2008 | 2008 | Average - capacity-weighted | 13097 | Global Module Price Index | Historical | Tracking the Sun II: The Installed Costs of Photovoltaics in the U.S. from 1998-2008 | Lawrence Berkeley National Laboratory | http://eetd.lbl.gov/EA/emp/reports/lbnl-2674e.pdf | Y | 2009 | 12 | 14 | Figure 6 | Y | Numerical values provided by author.
Solar PV | Residential: Systems < 10 kW | U.S. | Incentive - after-tax |  | 3.669 | $/WDC-STC | 2004 | 2008 | 2004 | Average - simple | 4905 | Real data from up to 27 state or utility incentive programs in up to 16 states | Historical | Tracking the Sun II: The Installed Costs of Photovoltaics in the U.S. from 1998-2008 | Lawrence Berkeley National Laboratory | http://eetd.lbl.gov/EA/emp/reports/lbnl-2674e.pdf | Y | 2009 | 29 | 31 | Figure 21 | Y | Numerical values provided by author.
Solar PV |  | U.S. | Installed Costs - Non-Module Cost | Y | 3.6782 | $/WDC-STC | 2006 | 2008 | 2006 | Average - capacity-weighted | 8677 | Real data from up to 27 state or utility incentive programs in up to 16 states | Historical | Tracking the Sun II: The Installed Costs of Photovoltaics in the U.S. from 1998-2008 | Lawrence Berkeley National Laboratory | http://eetd.lbl.gov/EA/emp/reports/lbnl-2674e.pdf | Y | 2009 | 12 | 14 | Figure 6 | Y | Numerical values provided by author.
Solar PV |  | U.S. | Installed Costs - Non-Module Cost | Y | 3.7074 | $/WDC-STC | 2007 | 2008 | 2007 | Average - capacity-weighted | 12103 | Real data from up to 27 state or utility incentive programs in up to 16 states | Historical | Tracking the Sun II: The Installed Costs of Photovoltaics in the U.S. from 1998-2008 | Lawrence Berkeley National Laboratory | http://eetd.lbl.gov/EA/emp/reports/lbnl-2674e.pdf | Y | 2009 | 12 | 14 | Figure 6 | Y | Numerical values provided by author.
Solar PV |  | MA | Incentive - after-tax |  | 3.7203 | $/WDC-STC | 2008 | 2008 | 2008 | Average - simple | 276 | MTC Small Renewables Initiative | Historical | Tracking the Sun II: The Installed Costs of Photovoltaics in the U.S. from 1998-2008 | Lawrence Berkeley National Laboratory | http://eetd.lbl.gov/EA/emp/reports/lbnl-2674e.pdf | Y | 2009 | 31 | 33 | Figure 23 | Y | Numerical values provided by author.
Solar PV |  | U.S. | Installed Costs - Non-Module Cost | Y | 3.7503 | $/WDC-STC | 2005 | 2008 | 2005 | Average - capacity-weighted | 5193 | Real data from up to 27 state or utility incentive programs in up to 16 states | Historical | Tracking the Sun II: The Installed Costs of Photovoltaics in the U.S. from 1998-2008 | Lawrence Berkeley National Laboratory | http://eetd.lbl.gov/EA/emp/reports/lbnl-2674e.pdf | Y | 2009 | 12 | 14 | Figure 6 | Y | Numerical values provided by author.
Solar PV |  | MA | Installed Costs - Total | N | 3.7798 | $/WDC-STC | 2008 | 2008 | 2008 | Average - simple | 46 | MTC Small Renewables Initiative | Historical | Tracking the Sun II: The Installed Costs of Photovoltaics in the U.S. from 1998-2008 | Lawrence Berkeley National Laboratory | http://eetd.lbl.gov/EA/emp/reports/lbnl-2674e.pdf | Y | 2009 | 31 | 33 | Figure 24 | Y | Numerical values provided by author.
Solar PV |  | U.S. | Installed Costs - Module Cost | Y | 3.82 | $/WDC-STC | 2004 | 2008 | 2004 | Average - capacity-weighted | 5527 | Global Module Price Index | Historical | Tracking the Sun II: The Installed Costs of Photovoltaics in the U.S. from 1998-2008 | Lawrence Berkeley National Laboratory | http://eetd.lbl.gov/EA/emp/reports/lbnl-2674e.pdf | Y | 2009 | 12 | 14 | Figure 6 | Y | Numerical values provided by author.
Solar PV |  | U.S. | Installed Costs - Total | Y | 3.8256 | $/WDC-STC | 2000 | 2008 | 2000 | Standard deviation | 217 | Real data from up to 27 state or utility incentive programs in up to 16 states | Historical | Tracking the Sun II: The Installed Costs of Photovoltaics in the U.S. from 1998-2008 | Lawrence Berkeley National Laboratory | http://eetd.lbl.gov/EA/emp/reports/lbnl-2674e.pdf | Y | 2009 | 10 | 12 | Figure 4 | Y | Numerical values provided by author.
Solar PV |  | U.S. | Installed Costs - Non-Module Cost | Y | 3.8298 | $/WDC-STC | 2008 | 2008 | 2008 | Average - capacity-weighted | 13097 | Real data from up to 27 state or utility incentive programs in up to 16 states | Historical | Tracking the Sun II: The Installed Costs of Photovoltaics in the U.S. from 1998-2008 | Lawrence Berkeley National Laboratory | http://eetd.lbl.gov/EA/emp/reports/lbnl-2674e.pdf | Y | 2009 | 12 | 14 | Figure 6 | Y | Numerical values provided by author.
Solar PV |  | NY | Installed Costs - Total | N | 3.8318 | $/WDC-STC | 2008 | 2008 | 2008 | Average - simple | 55 | NYSERDA | Historical | Tracking the Sun II: The Installed Costs of Photovoltaics in the U.S. from 1998-2008 | Lawrence Berkeley National Laboratory | http://eetd.lbl.gov/EA/emp/reports/lbnl-2674e.pdf | Y | 2009 | 31 | 33 | Figure 24 | Y | Numerical values provided by author.
Solar PV |  | U.S. | Installed Costs - Total | Y | 3.8747 | $/WDC-STC | 1998 | 2008 | 1998 | Standard deviation | 39 | Real data from up to 27 state or utility incentive programs in up to 16 states | Historical | Tracking the Sun II: The Installed Costs of Photovoltaics in the U.S. from 1998-2008 | Lawrence Berkeley National Laboratory | http://eetd.lbl.gov/EA/emp/reports/lbnl-2674e.pdf | Y | 2009 | 10 | 12 | Figure 4 | Y | Numerical values provided by author.
Solar PV |  | PA | Incentive - after-tax |  | 3.8806 | $/WDC-STC | 2008 | 2008 | 2008 | Average - simple | 11 | SDF Solar PV Grant Program | Historical | Tracking the Sun II: The Installed Costs of Photovoltaics in the U.S. from 1998-2008 | Lawrence Berkeley National Laboratory | http://eetd.lbl.gov/EA/emp/reports/lbnl-2674e.pdf | Y | 2009 | 31 | 33 | Figure 23 | Y | Numerical values provided by author.
Solar PV |  | U.S. | Installed Costs - Module Cost | Y | 3.89 | $/WDC-STC | 2002 | 2008 | 2002 | Average - capacity-weighted | 2489 | Global Module Price Index | Historical | Tracking the Sun II: The Installed Costs of Photovoltaics in the U.S. from 1998-2008 | Lawrence Berkeley National Laboratory | http://eetd.lbl.gov/EA/emp/reports/lbnl-2674e.pdf | Y | 2009 | 12 | 14 | Figure 6 | Y | Numerical values provided by author.
Solar PV | Systems > 100 kW | U.S. | Installed Costs - Module Cost | Y | 3.9 | $/WDC-STC | 2008 | 2008 | 2008 | Average - simple | 172 | Real data from up to 27 state or utility incentive programs in up to 16 states | Historical | Tracking the Sun II: The Installed Costs of Photovoltaics in the U.S. from 1998-2008 | Lawrence Berkeley National Laboratory | http://eetd.lbl.gov/EA/emp/reports/lbnl-2674e.pdf | Y | 2009 | 17 | 19 | Figure 12 | Y
Solar PV |  | NY | Incentive - after-tax |  | 3.941 | $/WDC-STC | 2008 | 2008 | 2008 | Average - simple | 346 | NYSERDA | Historical | Tracking the Sun II: The Installed Costs of Photovoltaics in the U.S. from 1998-2008 | Lawrence Berkeley National Laboratory | http://eetd.lbl.gov/EA/emp/reports/lbnl-2674e.pdf | Y | 2009 | 31 | 33 | Figure 23 | Y | Numerical values provided by author.
Solar PV | Commercial: Systems ≥ 10 kW | U.S. | Installed Costs - Total | N | 4.0169 | $/WDC-STC | 2007 | 2008 | 2007 | Average - simple | 1144 | Real data from up to 27 state or utility incentive programs in up to 16 states | Historical | Tracking the Sun II: The Installed Costs of Photovoltaics in the U.S. from 1998-2008 | Lawrence Berkeley National Laboratory | http://eetd.lbl.gov/EA/emp/reports/lbnl-2674e.pdf | Y | 2009 | 29 | 31 | Figure 22 | Y | Numerical values provided by author.
Solar PV |  | U.S. | Installed Costs - Module Cost | Y | 4.02 | $/WDC-STC | 2005 | 2008 | 2005 | Average - capacity-weighted | 5193 | Global Module Price Index | Historical | Tracking the Sun II: The Installed Costs of Photovoltaics in the U.S. from 1998-2008 | Lawrence Berkeley National Laboratory | http://eetd.lbl.gov/EA/emp/reports/lbnl-2674e.pdf | Y | 2009 | 12 | 14 | Figure 6 | Y | Numerical values provided by author.
Solar PV |  | CT | Installed Costs - Total | N | 4.0292 | $/WDC-STC | 2008 | 2008 | 2008 | Average - simple | 267 | CCEF Onsite Renewable DG Program; CCEF Solar PV Program | Historical | Tracking the Sun II: The Installed Costs of Photovoltaics in the U.S. from 1998-2008 | Lawrence Berkeley National Laboratory | http://eetd.lbl.gov/EA/emp/reports/lbnl-2674e.pdf | Y | 2009 | 31 | 33 | Figure 23 | Y | Numerical values provided by author.
Solar PV |  | NJ | Installed Costs - Total | N | 4.0446 | $/WDC-STC | 2008 | 2008 | 2008 | Average - simple | 683 | NJCEP Customer Onsite Renewable Energy Program; NJCEP Solar Renewable Energy Credit Program | Historical | Tracking the Sun II: The Installed Costs of Photovoltaics in the U.S. from 1998-2008 | Lawrence Berkeley National Laboratory | http://eetd.lbl.gov/EA/emp/reports/lbnl-2674e.pdf | Y | 2009 | 31 | 33 | Figure 23 | Y | Numerical values provided by author.
Solar PV |  | MA | Installed Costs - Total | N | 4.0962 | $/WDC-STC | 2008 | 2008 | 2008 | Average - simple | 276 | MTC Small Renewables Initiative | Historical | Tracking the Sun II: The Installed Costs of Photovoltaics in the U.S. from 1998-2008 | Lawrence Berkeley National Laboratory | http://eetd.lbl.gov/EA/emp/reports/lbnl-2674e.pdf | Y | 2009 | 31 | 33 | Figure 23 | Y | Numerical values provided by author.
Solar PV | Residential: Systems < 10 kW | U.S. | Incentive - after-tax |  | 4.1261 | $/WDC-STC | 2003 | 2008 | 2003 | Average - simple | 3137 | Real data from up to 27 state or utility incentive programs in up to 16 states | Historical | Tracking the Sun II: The Installed Costs of Photovoltaics in the U.S. from 1998-2008 | Lawrence Berkeley National Laboratory | http://eetd.lbl.gov/EA/emp/reports/lbnl-2674e.pdf | Y | 2009 | 29 | 31 | Figure 21 | Y | Numerical values provided by author.
Solar PV |  | U.S. | Installed Costs - Module Cost | Y | 4.13 | $/WDC-STC | 2007 | 2008 | 2007 | Average - capacity-weighted | 12103 | Global Module Price Index | Historical | Tracking the Sun II: The Installed Costs of Photovoltaics in the U.S. from 1998-2008 | Lawrence Berkeley National Laboratory | http://eetd.lbl.gov/EA/emp/reports/lbnl-2674e.pdf | Y | 2009 | 12 | 14 | Figure 6 | Y | Numerical values provided by author.
Solar PV |  | U.S. | Installed Costs - Module Cost | Y | 4.16 | $/WDC-STC | 2006 | 2008 | 2006 | Average - capacity-weighted | 8677 | Global Module Price Index | Historical | Tracking the Sun II: The Installed Costs of Photovoltaics in the U.S. from 1998-2008 | Lawrence Berkeley National Laboratory | http://eetd.lbl.gov/EA/emp/reports/lbnl-2674e.pdf | Y | 2009 | 12 | 14 | Figure 6 | Y | Numerical values provided by author.
Solar PV |  | CT | Incentive - after-tax |  | 4.1932 | $/WDC-STC | 2008 | 2008 | 2008 | Average - simple | 267 | CCEF Onsite Renewable DG Program; CCEF Solar PV Program | Historical | Tracking the Sun II: The Installed Costs of Photovoltaics in the U.S. from 1998-2008 | Lawrence Berkeley National Laboratory | http://eetd.lbl.gov/EA/emp/reports/lbnl-2674e.pdf | Y | 2009 | 31 | 33 | Figure 23 | Y | Numerical values provided by author.
Solar PV | Commercial: Systems ≥ 10 kW | U.S. | Installed Costs - Total | N | 4.2 | $/WDC-STC | 2008 | 2008 | 2008 | Average - simple | Unspecified | Real data from up to 27 state or utility incentive programs in up to 16 states | Historical | Tracking the Sun II: The Installed Costs of Photovoltaics in the U.S. from 1998-2008 | Lawrence Berkeley National Laboratory | http://eetd.lbl.gov/EA/emp/reports/lbnl-2674e.pdf | Y | 2009 | 3 | 5 |  | Y | Assume simple average
Solar PV | Commercial: Systems ≥ 10 kW | U.S. | Installed Costs - Total | N | 4.2124 | $/WDC-STC | 2008 | 2008 | 2008 | Average - simple | 1294 | Real data from up to 27 state or utility incentive programs in up to 16 states | Historical | Tracking the Sun II: The Installed Costs of Photovoltaics in the U.S. from 1998-2008 | Lawrence Berkeley National Laboratory | http://eetd.lbl.gov/EA/emp/reports/lbnl-2674e.pdf | Y | 2009 | 29 | 31 | Figure 22 | Y | Numerical values provided by author.
Solar PV |  | U.S. | Installed Costs - Module Cost | Y | 4.25 | $/WDC-STC | 2001 | 2008 | 2001 | Average - capacity-weighted | 1308 | Global Module Price Index | Historical | Tracking the Sun II: The Installed Costs of Photovoltaics in the U.S. from 1998-2008 | Lawrence Berkeley National Laboratory | http://eetd.lbl.gov/EA/emp/reports/lbnl-2674e.pdf | Y | 2009 | 12 | 14 | Figure 6 | Y | Numerical values provided by author.
Solar PV |  | NJ | Incentive - after-tax |  | 4.2901 | $/WDC-STC | 2008 | 2008 | 2008 | Average - simple | 683 | NJCEP Customer Onsite Renewable Energy Program; NJCEP Solar Renewable Energy Credit Program | Historical | Tracking the Sun II: The Installed Costs of Photovoltaics in the U.S. from 1998-2008 | Lawrence Berkeley National Laboratory | http://eetd.lbl.gov/EA/emp/reports/lbnl-2674e.pdf | Y | 2009 | 31 | 33 | Figure 23 | Y | Numerical values provided by author.
Solar PV | Systems ≥ 2 MW | CA | Installed Costs - Total | Y | 4.3 | $/WDC-STC | 2008 | 2008 | 2008 | Average - simple | 1 | Real data from city | Historical | Tracking the Sun II: The Installed Costs of Photovoltaics in the U.S. from 1998-2008 | Lawrence Berkeley National Laboratory | http://eetd.lbl.gov/EA/emp/reports/lbnl-2674e.pdf | Y | 2009 | 16 | 18 | Table 3 | Y | Fontana, CA
Solar PV | Residential: Systems < 10 kW | U.S. | Incentive - after-tax |  | 4.3493 | $/WDC-STC | 2001 | 2008 | 2001 | Average - simple | 1266 | Real data from up to 27 state or utility incentive programs in up to 16 states | Historical | Tracking the Sun II: The Installed Costs of Photovoltaics in the U.S. from 1998-2008 | Lawrence Berkeley National Laboratory | http://eetd.lbl.gov/EA/emp/reports/lbnl-2674e.pdf | Y | 2009 | 29 | 31 | Figure 21 | Y | Numerical values provided by author.
Solar PV |  | CA | Installed Costs - Total | N | 4.3775 | $/WDC-STC | 2008 | 2008 | 2008 | Average - simple | 876 | Anaheim Solar Advantage Program; CEC Emerging Renewables Program; CEC New Home Solar Partnership; CPUC California Solar Initiative; CPUC Self-Generation Incentive Program; LADWP Solar Incentive Program; Lompoc PV Rebate Program; SMUD Residential Retrofit and Commercial PV Buydown Programs | Historical | Tracking the Sun II: The Installed Costs of Photovoltaics in the U.S. from 1998-2008 | Lawrence Berkeley National Laboratory | http://eetd.lbl.gov/EA/emp/reports/lbnl-2674e.pdf | Y | 2009 | 31 | 33 | Figure 24 | Y | Numerical values provided by author.
Solar PV |  | U.S. | Installed Costs - Non-Module Cost | Y | 4.4674 | $/WDC-STC | 2004 | 2008 | 2004 | Average - capacity-weighted | 5527 | Real data from up to 27 state or utility incentive programs in up to 16 states | Historical | Tracking the Sun II: The Installed Costs of Photovoltaics in the U.S. from 1998-2008 | Lawrence Berkeley National Laboratory | http://eetd.lbl.gov/EA/emp/reports/lbnl-2674e.pdf | Y | 2009 | 12 | 14 | Figure 6 | Y | Numerical values provided by author.
Solar PV | 10 kW < Systems ≤ 100 kW | U.S. | Installed Costs - Module Cost | Y | 4.5 | $/WDC-STC | 2008 | 2008 | 2008 | Average - simple | 172 | Real data from up to 27 state or utility incentive programs in up to 16 states | Historical | Tracking the Sun II: The Installed Costs of Photovoltaics in the U.S. from 1998-2008 | Lawrence Berkeley National Laboratory | http://eetd.lbl.gov/EA/emp/reports/lbnl-2674e.pdf | Y | 2009 | 17 | 19 | Figure 12 | Y
Solar PV | Residential: Systems < 10 kW | U.S. | Incentive - after-tax |  | 4.5079 | $/WDC-STC | 2002 | 2008 | 2002 | Average - simple | 2303 | Real data from up to 27 state or utility incentive programs in up to 16 states | Historical | Tracking the Sun II: The Installed Costs of Photovoltaics in the U.S. from 1998-2008 | Lawrence Berkeley National Laboratory | http://eetd.lbl.gov/EA/emp/reports/lbnl-2674e.pdf | Y | 2009 | 29 | 31 | Figure 21 | Y | Numerical values provided by author.
Solar PV |  | OR | Installed Costs - Total | N | 4.5457 | $/WDC-STC | 2008 | 2008 | 2008 | Average - simple | 148 | ETO Solar Electric Program | Historical | Tracking the Sun II: The Installed Costs of Photovoltaics in the U.S. from 1998-2008 | Lawrence Berkeley National Laboratory | http://eetd.lbl.gov/EA/emp/reports/lbnl-2674e.pdf | Y | 2009 | 31 | 33 | Figure 23 | Y | Numerical values provided by author.
Solar PV | Systems ≤ 10 kW | U.S. | Installed Costs - Module Cost | Y | 4.6 | $/WDC-STC | 2008 | 2008 | 2008 | Average - simple | 172 | Real data from up to 27 state or utility incentive programs in up to 16 states | Historical | Tracking the Sun II: The Installed Costs of Photovoltaics in the U.S. from 1998-2008 | Lawrence Berkeley National Laboratory | http://eetd.lbl.gov/EA/emp/reports/lbnl-2674e.pdf | Y | 2009 | 17 | 19 | Figure 12 | Y
Solar PV | Residential: Systems < 10 kW | U.S. | Installed Costs - Total | N | 4.6594 | $/WDC-STC | 2004 | 2008 | 2004 | Average - simple | 4905 | Real data from up to 27 state or utility incentive programs in up to 16 states | Historical | Tracking the Sun II: The Installed Costs of Photovoltaics in the U.S. from 1998-2008 | Lawrence Berkeley National Laboratory | http://eetd.lbl.gov/EA/emp/reports/lbnl-2674e.pdf | Y | 2009 | 29 | 31 | Figure 21 | Y | Numerical values provided by author.
Solar PV | Residential: Systems < 10 kW | U.S. | Installed Costs - Total | N | 4.6921 | $/WDC-STC | 2003 | 2008 | 2003 | Average - simple | 3137 | Real data from up to 27 state or utility incentive programs in up to 16 states | Historical | Tracking the Sun II: The Installed Costs of Photovoltaics in the U.S. from 1998-2008 | Lawrence Berkeley National Laboratory | http://eetd.lbl.gov/EA/emp/reports/lbnl-2674e.pdf | Y | 2009 | 29 | 31 | Figure 21 | Y | Numerical values provided by author.
Solar PV | Residential: Systems < 10 kW | U.S. | Installed Costs - Total | N | 4.7111 | $/WDC-STC | 2006 | 2008 | 2006 | Average - simple | 7613 | Real data from up to 27 state or utility incentive programs in up to 16 states | Historical | Tracking the Sun II: The Installed Costs of Photovoltaics in the U.S. from 1998-2008 | Lawrence Berkeley National Laboratory | http://eetd.lbl.gov/EA/emp/reports/lbnl-2674e.pdf | Y | 2009 | 29 | 31 | Figure 21 | Y | Numerical values provided by author.
Solar PV |  | U.S. | Installed Costs - Non-Module Cost | Y | 4.7398 | $/WDC-STC | 2003 | 2008 | 2003 | Average - capacity-weighted | 3526 | Real data from up to 27 state or utility incentive programs in up to 16 states | Historical | Tracking the Sun II: The Installed Costs of Photovoltaics in the U.S. from 1998-2008 | Lawrence Berkeley National Laboratory | http://eetd.lbl.gov/EA/emp/reports/lbnl-2674e.pdf | Y | 2009 | 12 | 14 | Figure 6 | Y | Numerical values provided by author.
Solar PV |  | U.S. | Installed Costs - Module Cost | Y | 4.74 | $/WDC-STC | 2000 | 2008 | 2000 | Average - capacity-weighted | 217 | Global Module Price Index | Historical | Tracking the Sun II: The Installed Costs of Photovoltaics in the U.S. from 1998-2008 | Lawrence Berkeley National Laboratory | http://eetd.lbl.gov/EA/emp/reports/lbnl-2674e.pdf | Y | 2009 | 12 | 14 | Figure 6 | Y | Numerical values provided by author.
Solar PV |  | U.S. | Installed Costs - Non-Module Cost | Y | 4.7454 | $/WDC-STC | 2000 | 2008 | 2000 | Average - capacity-weighted | 217 | Real data from up to 27 state or utility incentive programs in up to 16 states | Historical | Tracking the Sun II: The Installed Costs of Photovoltaics in the U.S. from 1998-2008 | Lawrence Berkeley National Laboratory | http://eetd.lbl.gov/EA/emp/reports/lbnl-2674e.pdf | Y | 2009 | 12 | 14 | Figure 6 | Y | Numerical values provided by author.
Solar PV | Residential: Systems < 10 kW | U.S. | Installed Costs - Total | N | 4.7492 | $/WDC-STC | 2005 | 2008 | 2005 | Average - simple | 4479 | Real data from up to 27 state or utility incentive programs in up to 16 states | Historical | Tracking the Sun II: The Installed Costs of Photovoltaics in the U.S. from 1998-2008 | Lawrence Berkeley National Laboratory | http://eetd.lbl.gov/EA/emp/reports/lbnl-2674e.pdf | Y | 2009 | 29 | 31 | Figure 21 | Y | Numerical values provided by author.
Solar PV | Commercial: Systems ≥ 10 kW | U.S. | Installed Costs - Total | N | 4.7769 | $/WDC-STC | 2005 | 2008 | 2005 | Average - simple | 666 | Real data from up to 27 state or utility incentive programs in up to 16 states | Historical | Tracking the Sun II: The Installed Costs of Photovoltaics in the U.S. from 1998-2008 | Lawrence Berkeley National Laboratory | http://eetd.lbl.gov/EA/emp/reports/lbnl-2674e.pdf | Y | 2009 | 29 | 31 | Figure 22 | Y | Numerical values provided by author.
Solar PV |  | PA | Installed Costs - Total | N | 4.7926 | $/WDC-STC | 2008 | 2008 | 2008 | Average - simple | 7 | SDF Solar PV Grant Program | Historical | Tracking the Sun II: The Installed Costs of Photovoltaics in the U.S. from 1998-2008 | Lawrence Berkeley National Laboratory | http://eetd.lbl.gov/EA/emp/reports/lbnl-2674e.pdf | Y | 2009 | 31 | 33 | Figure 24 | Y | Numerical values provided by author.
Solar PV |  | U.S. | Installed Costs - Module Cost | Y | 4.87 | $/WDC-STC | 1999 | 2008 | 1999 | Average - capacity-weighted | 180 | Global Module Price Index | Historical | Tracking the Sun II: The Installed Costs of Photovoltaics in the U.S. from 1998-2008 | Lawrence Berkeley National Laboratory | http://eetd.lbl.gov/EA/emp/reports/lbnl-2674e.pdf | Y | 2009 | 12 | 14 | Figure 6 | Y | Numerical values provided by author.
Solar PV | Commercial: Systems ≥ 10 kW | U.S. | Installed Costs - Total | N | 4.877 | $/WDC-STC | 2004 | 2008 | 2004 | Average - simple | 590 | Real data from up to 27 state or utility incentive programs in up to 16 states | Historical | Tracking the Sun II: The Installed Costs of Photovoltaics in the U.S. from 1998-2008 | Lawrence Berkeley National Laboratory | http://eetd.lbl.gov/EA/emp/reports/lbnl-2674e.pdf | Y | 2009 | 29 | 31 | Figure 22 | Y | Numerical values provided by author.
Solar PV | Commercial: Systems ≥ 10 kW | U.S. | Installed Costs - Total | N | 4.8839 | $/WDC-STC | 2003 | 2008 | 2003 | Average - simple | 374 | Real data from up to 27 state or utility incentive programs in up to 16 states | Historical | Tracking the Sun II: The Installed Costs of Photovoltaics in the U.S. from 1998-2008 | Lawrence Berkeley National Laboratory | http://eetd.lbl.gov/EA/emp/reports/lbnl-2674e.pdf | Y | 2009 | 29 | 31 | Figure 22 | Y | Numerical values provided by author.
Solar PV |  | PA | Installed Costs - Total | N | 4.9121 | $/WDC-STC | 2008 | 2008 | 2008 | Average - simple | 11 | SDF Solar PV Grant Program | Historical | Tracking the Sun II: The Installed Costs of Photovoltaics in the U.S. from 1998-2008 | Lawrence Berkeley National Laboratory | http://eetd.lbl.gov/EA/emp/reports/lbnl-2674e.pdf | Y | 2009 | 31 | 33 | Figure 23 | Y | Numerical values provided by author.
Solar PV | Residential: Systems < 10 kW | U.S. | Installed Costs - Total | Y | 4.9202 | $/WDC-STC | 2004 | 2008 | 2004 | Average - simple | 4905 | Real data from up to 27 state or utility incentive programs in up to 16 states | Historical | Tracking the Sun II: The Installed Costs of Photovoltaics in the U.S. from 1998-2008 | Lawrence Berkeley National Laboratory | http://eetd.lbl.gov/EA/emp/reports/lbnl-2674e.pdf | Y | 2009 | 29 | 31 | Figure 21 | Y | Numerical values provided by author.
Solar PV |  | U.S. | Installed Costs - Module Cost | Y | 4.94 | $/WDC-STC | 1998 | 2008 | 1998 | Average - capacity-weighted | 39 | Global Module Price Index | Historical | Tracking the Sun II: The Installed Costs of Photovoltaics in the U.S. from 1998-2008 | Lawrence Berkeley National Laboratory | http://eetd.lbl.gov/EA/emp/reports/lbnl-2674e.pdf | Y | 2009 | 12 | 14 | Figure 6 | Y | Numerical values provided by author.
Solar PV | Residential: Systems < 10 kW | U.S. | Installed Costs - Total | Y | 5.006 | $/WDC-STC | 2005 | 2008 | 2005 | Average - simple | 4479 | Real data from up to 27 state or utility incentive programs in up to 16 states | Historical | Tracking the Sun II: The Installed Costs of Photovoltaics in the U.S. from 1998-2008 | Lawrence Berkeley National Laboratory | http://eetd.lbl.gov/EA/emp/reports/lbnl-2674e.pdf | Y | 2009 | 29 | 31 | Figure 21 | Y | Numerical values provided by author.
Solar PV |  | OH | Installed Costs - Total | N | 5.0808 | $/WDC-STC | 2008 | 2008 | 2008 | Average - simple | 13 | ODOD Advanced Energy Fund Grants | Historical | Tracking the Sun II: The Installed Costs of Photovoltaics in the U.S. from 1998-2008 | Lawrence Berkeley National Laboratory | http://eetd.lbl.gov/EA/emp/reports/lbnl-2674e.pdf | Y | 2009 | 31 | 33 | Figure 23 | Y | Numerical values provided by author.
Solar PV |  | WI | Installed Costs - Total | N | 5.2257 | $/WDC-STC | 2008 | 2008 | 2008 | Average - simple | 61 | Focus on Energy Renewable Energy Cash-Back Rewards Program | Historical | Tracking the Sun II: The Installed Costs of Photovoltaics in the U.S. from 1998-2008 | Lawrence Berkeley National Laboratory | http://eetd.lbl.gov/EA/emp/reports/lbnl-2674e.pdf | Y | 2009 | 31 | 33 | Figure 24 | Y | Numerical values provided by author.
Solar PV | Residential: Systems < 10 kW | U.S. | Installed Costs - Total | Y | 5.2445 | $/WDC-STC | 2003 | 2008 | 2003 | Average - simple | 3137 | Real data from up to 27 state or utility incentive programs in up to 16 states | Historical | Tracking the Sun II: The Installed Costs of Photovoltaics in the U.S. from 1998-2008 | Lawrence Berkeley National Laboratory | http://eetd.lbl.gov/EA/emp/reports/lbnl-2674e.pdf | Y | 2009 | 29 | 31 | Figure 21 | Y | Numerical values provided by author.
Solar PV | Residential: Systems < 10 kW | U.S. | Installed Costs - Total | N | 5.3259 | $/WDC-STC | 2007 | 2008 | 2007 | Average - simple | 1087 | Real data from up to 27 state or utility incentive programs in up to 16 states | Historical | Tracking the Sun II: The Installed Costs of Photovoltaics in the U.S. from 1998-2008 | Lawrence Berkeley National Laboratory | http://eetd.lbl.gov/EA/emp/reports/lbnl-2674e.pdf | Y | 2009 | 29 | 31 | Figure 21 | Y | Numerical values provided by author.
Solar PV | Residential: Systems < 10 kW | U.S. | Installed Costs - Total | N | 5.3587 | $/WDC-STC | 2002 | 2008 | 2002 | Average - simple | 2303 | Real data from up to 27 state or utility incentive programs in up to 16 states | Historical | Tracking the Sun II: The Installed Costs of Photovoltaics in the U.S. from 1998-2008 | Lawrence Berkeley National Laboratory | http://eetd.lbl.gov/EA/emp/reports/lbnl-2674e.pdf | Y | 2009 | 29 | 31 | Figure 21 | Y | Numerical values provided by author.
Solar PV | Residential: Systems < 10 kW | U.S. | Installed Costs - Total | Y | 5.3622 | $/WDC-STC | 2006 | 2008 | 2006 | Average - simple | 7613 | Real data from up to 27 state or utility incentive programs in up to 16 states | Historical | Tracking the Sun II: The Installed Costs of Photovoltaics in the U.S. from 1998-2008 | Lawrence Berkeley National Laboratory | http://eetd.lbl.gov/EA/emp/reports/lbnl-2674e.pdf | Y | 2009 | 29 | 31 | Figure 21 | Y | Numerical values provided by author.
Solar PV |  | MD | Installed Costs - Total | N | 5.3632 | $/WDC-STC | 2008 | 2008 | 2008 | Average - simple | 6 | MEA Solar Energy Grant Program | Historical | Tracking the Sun II: The Installed Costs of Photovoltaics in the U.S. from 1998-2008 | Lawrence Berkeley National Laboratory | http://eetd.lbl.gov/EA/emp/reports/lbnl-2674e.pdf | Y | 2009 | 31 | 33 | Figure 24 | Y | Numerical values provided by author.
Solar PV | Residential: Systems < 10 kW | U.S. | Installed Costs - Total | N | 5.389 | $/WDC-STC | 2008 | 2008 | 2008 | Average - simple | 11518 | Real data from up to 27 state or utility incentive programs in up to 16 states | Historical | Tracking the Sun II: The Installed Costs of Photovoltaics in the U.S. from 1998-2008 | Lawrence Berkeley National Laboratory | http://eetd.lbl.gov/EA/emp/reports/lbnl-2674e.pdf | Y | 2009 | 29 | 31 | Figure 21 | Y | Numerical values provided by author.
Solar PV | Residential: Systems < 10 kW | U.S. | Installed Costs - Total | N | 5.4 | $/WDC-STC | 2008 | 2008 | 2008 | Average - simple | Unspecified | Real data from up to 27 state or utility incentive programs in up to 16 states | Historical | Tracking the Sun II: The Installed Costs of Photovoltaics in the U.S. from 1998-2008 | Lawrence Berkeley National Laboratory | http://eetd.lbl.gov/EA/emp/reports/lbnl-2674e.pdf | Y | 2009 | 3 | 5 |  | Y | Assume simple average
Solar PV |  | OH | Installed Costs - Total | N | 5.4678 | $/WDC-STC | 2008 | 2008 | 2008 | Average - simple | 7 | ODOD Advanced Energy Fund Grants | Historical | Tracking the Sun II: The Installed Costs of Photovoltaics in the U.S. from 1998-2008 | Lawrence Berkeley National Laboratory | http://eetd.lbl.gov/EA/emp/reports/lbnl-2674e.pdf | Y | 2009 | 31 | 33 | Figure 24 | Y | Numerical values provided by author.
Solar PV | Commercial: Systems ≥ 10 kW | U.S. | Installed Costs - Total | N | 5.5159 | $/WDC-STC | 2001 | 2008 | 2001 | Average - simple | 42 | Real data from up to 27 state or utility incentive programs in up to 16 states | Historical | Tracking the Sun II: The Installed Costs of Photovoltaics in the U.S. from 1998-2008 | Lawrence Berkeley National Laboratory | http://eetd.lbl.gov/EA/emp/reports/lbnl-2674e.pdf | Y | 2009 | 29 | 31 | Figure 22 | Y | Numerical values provided by author.
Solar PV |  | U.S. | Installed Costs - Non-Module Cost | Y | 5.5182 | $/WDC-STC | 2001 | 2008 | 2001 | Average - capacity-weighted | 1308 | Real data from up to 27 state or utility incentive programs in up to 16 states | Historical | Tracking the Sun II: The Installed Costs of Photovoltaics in the U.S. from 1998-2008 | Lawrence Berkeley National Laboratory | http://eetd.lbl.gov/EA/emp/reports/lbnl-2674e.pdf | Y | 2009 | 12 | 14 | Figure 6 | Y | Numerical values provided by author.
Solar PV | Residential: Systems < 10 kW | U.S. | Installed Costs - Total | N | 5.5264 | $/WDC-STC | 2001 | 2008 | 2001 | Average - simple | 1266 | Real data from up to 27 state or utility incentive programs in up to 16 states | Historical | Tracking the Sun II: The Installed Costs of Photovoltaics in the U.S. from 1998-2008 | Lawrence Berkeley National Laboratory | http://eetd.lbl.gov/EA/emp/reports/lbnl-2674e.pdf | Y | 2009 | 29 | 31 | Figure 21 | Y | Numerical values provided by author.
Solar PV |  | MN | Installed Costs - Total | N | 5.5711 | $/WDC-STC | 2008 | 2008 | 2008 | Average - simple | 8 | MSEO Solar Electric Rebate Program | Historical | Tracking the Sun II: The Installed Costs of Photovoltaics in the U.S. from 1998-2008 | Lawrence Berkeley National Laboratory | http://eetd.lbl.gov/EA/emp/reports/lbnl-2674e.pdf | Y | 2009 | 31 | 33 | Figure 24 | Y | Numerical values provided by author.
Solar PV | Systems ≥ 2 MW | AZ | Installed Costs - Total | Y | 5.6 | $/WDC-STC | 2002-2006 | 2008 | 2002-2006 | Average - simple | 1 | Real data from city | Historical | Tracking the Sun II: The Installed Costs of Photovoltaics in the U.S. from 1998-2008 | Lawrence Berkeley National Laboratory | http://eetd.lbl.gov/EA/emp/reports/lbnl-2674e.pdf | Y | 2009 | 16 | 18 | Table 3 | Y | Prescott Airport, AZ
Solar PV | Commercial: Systems ≥ 10 kW | U.S. | Installed Costs - Total | N | 5.6903 | $/WDC-STC | 2002 | 2008 | 2002 | Average - simple | 183 | Real data from up to 27 state or utility incentive programs in up to 16 states | Historical | Tracking the Sun II: The Installed Costs of Photovoltaics in the U.S. from 1998-2008 | Lawrence Berkeley National Laboratory | http://eetd.lbl.gov/EA/emp/reports/lbnl-2674e.pdf | Y | 2009 | 29 | 31 | Figure 22 | Y | Numerical values provided by author.
Solar PV |  | CA | Installed Costs - Total | N | 5.6937 | $/WDC-STC | 2008 | 2008 | 2008 | Average - simple | 8835 | Anaheim Solar Advantage Program; CEC Emerging Renewables Program; CEC New Home Solar Partnership; CPUC California Solar Initiative; CPUC Self-Generation Incentive Program; LADWP Solar Incentive Program; Lompoc PV Rebate Program; SMUD Residential Retrofit and Commercial PV Buydown Programs | Historical | Tracking the Sun II: The Installed Costs of Photovoltaics in the U.S. from 1998-2008 | Lawrence Berkeley National Laboratory | http://eetd.lbl.gov/EA/emp/reports/lbnl-2674e.pdf | Y | 2009 | 31 | 33 | Figure 23 | Y | Numerical values provided by author.
Solar PV |  | U.S. | Installed Costs - Non-Module Cost | Y | 5.7304 | $/WDC-STC | 1999 | 2008 | 1999 | Average - capacity-weighted | 180 | Real data from up to 27 state or utility incentive programs in up to 16 states | Historical | Tracking the Sun II: The Installed Costs of Photovoltaics in the U.S. from 1998-2008 | Lawrence Berkeley National Laboratory | http://eetd.lbl.gov/EA/emp/reports/lbnl-2674e.pdf | Y | 2009 | 12 | 14 | Figure 6 | Y | Numerical values provided by author.
Solar PV |  | VT | Installed Costs - Total | N | 5.7717 | $/WDC-STC | 2008 | 2008 | 2008 | Average - simple | 5 | RERC Small Scale Renewable Energy Incentive Program | Historical | Tracking the Sun II: The Installed Costs of Photovoltaics in the U.S. from 1998-2008 | Lawrence Berkeley National Laboratory | http://eetd.lbl.gov/EA/emp/reports/lbnl-2674e.pdf | Y | 2009 | 31 | 33 | Figure 24 | Y | Numerical values provided by author.
Solar PV | Commercial: Systems ≥ 10 kW | U.S. | Installed Costs - Total | Y | 5.7897 | $/WDC-STC | 2005 | 2008 | 2005 | Average - simple | 666 | Real data from up to 27 state or utility incentive programs in up to 16 states | Historical | Tracking the Sun II: The Installed Costs of Photovoltaics in the U.S. from 1998-2008 | Lawrence Berkeley National Laboratory | http://eetd.lbl.gov/EA/emp/reports/lbnl-2674e.pdf | Y | 2009 | 29 | 31 | Figure 22 | Y | Numerical values provided by author.
Solar PV |  | U.S. | Installed Costs - Non-Module Cost | Y | 5.8639 | $/WDC-STC | 2002 | 2008 | 2002 | Average - capacity-weighted | 2489 | Real data from up to 27 state or utility incentive programs in up to 16 states | Historical | Tracking the Sun II: The Installed Costs of Photovoltaics in the U.S. from 1998-2008 | Lawrence Berkeley National Laboratory | http://eetd.lbl.gov/EA/emp/reports/lbnl-2674e.pdf | Y | 2009 | 12 | 14 | Figure 6 | Y | Numerical values provided by author.
Solar PV |  | U.S. | Installed Costs - Non-Module Cost | Y | 5.9086 | $/WDC-STC | 1998 | 2008 | 1998 | Average - capacity-weighted | 39 | Real data from up to 27 state or utility incentive programs in up to 16 states | Historical | Tracking the Sun II: The Installed Costs of Photovoltaics in the U.S. from 1998-2008 | Lawrence Berkeley National Laboratory | http://eetd.lbl.gov/EA/emp/reports/lbnl-2674e.pdf | Y | 2009 | 12 | 14 | Figure 6 | Y | Numerical values provided by author.
Solar PV | Commercial: Systems ≥ 10 kW | U.S. | Installed Costs - Total | Y | 5.9272 | $/WDC-STC | 2004 | 2008 | 2004 | Average - simple | 590 | Real data from up to 27 state or utility incentive programs in up to 16 states | Historical | Tracking the Sun II: The Installed Costs of Photovoltaics in the U.S. from 1998-2008 | Lawrence Berkeley National Laboratory | http://eetd.lbl.gov/EA/emp/reports/lbnl-2674e.pdf | Y | 2009 | 29 | 31 | Figure 22 | Y | Numerical values provided by author.
Solar PV | Residential: Systems < 10 kW | U.S. | Installed Costs - Total | Y | 5.9403 | $/WDC-STC | 2007 | 2008 | 2007 | Average - simple | 1087 | Real data from up to 27 state or utility incentive programs in up to 16 states | Historical | Tracking the Sun II: The Installed Costs of Photovoltaics in the U.S. from 1998-2008 | Lawrence Berkeley National Laboratory | http://eetd.lbl.gov/EA/emp/reports/lbnl-2674e.pdf | Y | 2009 | 29 | 31 | Figure 21 | Y | Numerical values provided by author.
Solar PV | Residential: Systems < 10 kW | U.S. | Installed Costs - Total | Y | 5.9641 | $/WDC-STC | 2008 | 2008 | 2008 | Average - simple | 11518 | Real data from up to 27 state or utility incentive programs in up to 16 states | Historical | Tracking the Sun II: The Installed Costs of Photovoltaics in the U.S. from 1998-2008 | Lawrence Berkeley National Laboratory | http://eetd.lbl.gov/EA/emp/reports/lbnl-2674e.pdf | Y | 2009 | 29 | 31 | Figure 21 | Y | Numerical values provided by author.
Solar PV |  | NV | Installed Costs - Total | N | 5.9703 | $/WDC-STC | 2008 | 2008 | 2008 | Average - simple | 139 | NPC/SPPC RenewableGenerations Rebate Program | Historical | Tracking the Sun II: The Installed Costs of Photovoltaics in the U.S. from 1998-2008 | Lawrence Berkeley National Laboratory | http://eetd.lbl.gov/EA/emp/reports/lbnl-2674e.pdf | Y | 2009 | 31 | 33 | Figure 23 | Y | Numerical values provided by author.
Solar PV | Residential: Systems < 10 kW | U.S. | Installed Costs - Total | Y | 5.9841 | $/WDC-STC | 2002 | 2008 | 2002 | Average - simple | 2303 | Real data from up to 27 state or utility incentive programs in up to 16 states | Historical | Tracking the Sun II: The Installed Costs of Photovoltaics in the U.S. from 1998-2008 | Lawrence Berkeley National Laboratory | http://eetd.lbl.gov/EA/emp/reports/lbnl-2674e.pdf | Y | 2009 | 29 | 31 | Figure 21 | Y | Numerical values provided by author.
Solar PV | Commercial: Systems ≥ 10 kW | U.S. | Installed Costs - Total | Y | 5.9852 | $/WDC-STC | 2006 | 2008 | 2006 | Average - simple | 984 | Real data from up to 27 state or utility incentive programs in up to 16 states | Historical | Tracking the Sun II: The Installed Costs of Photovoltaics in the U.S. from 1998-2008 | Lawrence Berkeley National Laboratory | http://eetd.lbl.gov/EA/emp/reports/lbnl-2674e.pdf | Y | 2009 | 29 | 31 | Figure 22 | Y | Numerical values provided by author.
Solar PV | Systems > 100 kW; projects approved for construction in 2009 through 9/15/2009 | CA | Installed Costs - Total | Y | 6.1 | $/WDC-STC | 2009 | 2008 | 2009 | Average - simple | Unspecified | CPUC California Solar Initiative | Historical | Tracking the Sun II: The Installed Costs of Photovoltaics in the U.S. from 1998-2008 | Lawrence Berkeley National Laboratory | http://eetd.lbl.gov/EA/emp/reports/lbnl-2674e.pdf | Y | 2009 | 11 | 13 | Figure 5 | Y | Numerical values provided by author.
Solar PV | Commercial: Systems ≥ 10 kW | U.S. | Installed Costs - Total | Y | 6.1569 | $/WDC-STC | 2003 | 2008 | 2003 | Average - simple | 374 | Real data from up to 27 state or utility incentive programs in up to 16 states | Historical | Tracking the Sun II: The Installed Costs of Photovoltaics in the U.S. from 1998-2008 | Lawrence Berkeley National Laboratory | http://eetd.lbl.gov/EA/emp/reports/lbnl-2674e.pdf | Y | 2009 | 29 | 31 | Figure 22 | Y | Numerical values provided by author.
Solar PV | Residential: Systems < 10 kW | U.S. | Installed Costs - Total | Y | 6.1697 | $/WDC-STC | 2001 | 2008 | 2001 | Average - simple | 1266 | Real data from up to 27 state or utility incentive programs in up to 16 states | Historical | Tracking the Sun II: The Installed Costs of Photovoltaics in the U.S. from 1998-2008 | Lawrence Berkeley National Laboratory | http://eetd.lbl.gov/EA/emp/reports/lbnl-2674e.pdf | Y | 2009 | 29 | 31 | Figure 21 | Y | Numerical values provided by author.
Solar PV | Systems ≥ 2 MW | AZ | Installed Costs - Total | Y | 6.2 | $/WDC-STC | 2001-2004 | 2008 | 2001-2004 | Average - simple | 1 | Real data from city | Historical | Tracking the Sun II: The Installed Costs of Photovoltaics in the U.S. from 1998-2008 | Lawrence Berkeley National Laboratory | http://eetd.lbl.gov/EA/emp/reports/lbnl-2674e.pdf | Y | 2009 | 16 | 18 | Table 3 | Y | Springerville, AZ
Solar PV | Commercial: Systems ≥ 10 kW | U.S. | Installed Costs - Total | N | 6.3535 | $/WDC-STC | 2000 | 2008 | 2000 | Average - simple | 14 | Real data from up to 27 state or utility incentive programs in up to 16 states | Historical | Tracking the Sun II: The Installed Costs of Photovoltaics in the U.S. from 1998-2008 | Lawrence Berkeley National Laboratory | http://eetd.lbl.gov/EA/emp/reports/lbnl-2674e.pdf | Y | 2009 | 29 | 31 | Figure 22 | Y | Numerical values provided by author.
Solar PV | 10 kW < Systems ≤ 100 kW; Thin Film; Rack-Mounted | U.S. | Installed Costs - Total | Y | 6.4 | $/WDC-STC | 2008 | 2008 | 2008 | Average - simple | 16 | Real data from up to 27 state or utility incentive programs in up to 16 states | Historical | Tracking the Sun II: The Installed Costs of Photovoltaics in the U.S. from 1998-2008 | Lawrence Berkeley National Laboratory | http://eetd.lbl.gov/EA/emp/reports/lbnl-2674e.pdf | Y | 2009 | 22 | 24 | Figure 17 | Y
Solar PV | 500 kW ≤ Systems ≤ 750 kW | U.S. | Installed Costs - Total | Y | 6.5 | $/WDC-STC | 2008 | 2008 | 2008 | Average - simple | Unspecified | Real data from up to 27 state or utility incentive programs in up to 16 states | Historical | Tracking the Sun II: The Installed Costs of Photovoltaics in the U.S. from 1998-2008 | Lawrence Berkeley National Laboratory | http://eetd.lbl.gov/EA/emp/reports/lbnl-2674e.pdf | Y | 2009 | 2 | 4 |  | Y | Assume simple average
Solar PV | Systems > 100 kW; projects approved for construction in 2009 through 8/31/2009 | NJ | Installed Costs - Total | Y | 6.5 | $/WDC-STC | 2009 | 2008 | 2009 | Average - simple | Unspecified | CORE Program; SREC-Only Pilot; Renewable Incentive Program; SREC Registration Program | Historical | Tracking the Sun II: The Installed Costs of Photovoltaics in the U.S. from 1998-2008 | Lawrence Berkeley National Laboratory | http://eetd.lbl.gov/EA/emp/reports/lbnl-2674e.pdf | Y | 2009 | 11 | 13 | Figure 5 | Y | Numerical values provided by author.
Solar PV | Systems ≥ 2 MW | CA | Installed Costs - Total | Y | 6.5 | $/WDC-STC | 2008 | 2008 | 2008 | Average - simple | 1 | Real data from city | Historical | Tracking the Sun II: The Installed Costs of Photovoltaics in the U.S. from 1998-2008 | Lawrence Berkeley National Laboratory | http://eetd.lbl.gov/EA/emp/reports/lbnl-2674e.pdf | Y | 2009 | 16 | 18 | Table 3 | Y | Riverside, CA
Solar PV | Systems ≥ 2 MW | CO | Installed Costs - Total | Y | 6.5 | $/WDC-STC | 2007 | 2008 | 2007 | Average - simple | 1 | Real data from city | Historical | Tracking the Sun II: The Installed Costs of Photovoltaics in the U.S. from 1998-2008 | Lawrence Berkeley National Laboratory | http://eetd.lbl.gov/EA/emp/reports/lbnl-2674e.pdf | Y | 2009 | 16 | 18 | Table 3 | Y | Fort Carson, CO
Solar PV | 500 kW < Systems ≤ 750 kW | U.S. | Installed Costs - Total | Y | 6.5417 | $/WDC-STC | 2008 | 2008 | 2008 | Average - simple | 34 | Real data from up to 27 state or utility incentive programs in up to 16 states | Historical | Tracking the Sun II: The Installed Costs of Photovoltaics in the U.S. from 1998-2008 | Lawrence Berkeley National Laboratory | http://eetd.lbl.gov/EA/emp/reports/lbnl-2674e.pdf | Y | 2009 | 15 | 17 | Figure 10 | Y | Numerical values provided by author.
Solar PV | Systems > 500 kW | U.S. | Installed Costs - Total | Y | 6.5709 | $/WDC-STC | 2005 | 2008 | 2005 | Average - simple | Unspecified | Real data from up to 27 state or utility incentive programs in up to 16 states | Historical | Tracking the Sun II: The Installed Costs of Photovoltaics in the U.S. from 1998-2008 | Lawrence Berkeley National Laboratory | http://eetd.lbl.gov/EA/emp/reports/lbnl-2674e.pdf | Y | 2009 | 13 | 15 | Figure 7 | Y | Numerical values provided by author.
Solar PV | Commercial: Systems ≥ 10 kW | U.S. | Installed Costs - Total | Y | 6.5812 | $/WDC-STC | 2007 | 2008 | 2007 | Average - simple | 1144 | Real data from up to 27 state or utility incentive programs in up to 16 states | Historical | Tracking the Sun II: The Installed Costs of Photovoltaics in the U.S. from 1998-2008 | Lawrence Berkeley National Laboratory | http://eetd.lbl.gov/EA/emp/reports/lbnl-2674e.pdf | Y | 2009 | 29 | 31 | Figure 22 | Y | Numerical values provided by author.
Solar PV |  | MN | Installed Costs - Total | N | 6.6106 | $/WDC-STC | 2008 | 2008 | 2008 | Average - simple | 27 | MSEO Solar Electric Rebate Program | Historical | Tracking the Sun II: The Installed Costs of Photovoltaics in the U.S. from 1998-2008 | Lawrence Berkeley National Laboratory | http://eetd.lbl.gov/EA/emp/reports/lbnl-2674e.pdf | Y | 2009 | 31 | 33 | Figure 23 | Y | Numerical values provided by author.
Solar PV | 100 kW < Systems ≤ 500 kW | U.S. | Installed Costs - Total | Y | 6.6145 | $/WDC-STC | 2001 | 2008 | 2001 | Average - simple | Unspecified | Real data from up to 27 state or utility incentive programs in up to 16 states | Historical | Tracking the Sun II: The Installed Costs of Photovoltaics in the U.S. from 1998-2008 | Lawrence Berkeley National Laboratory | http://eetd.lbl.gov/EA/emp/reports/lbnl-2674e.pdf | Y | 2009 | 13 | 15 | Figure 7 | Y | Numerical values provided by author.
Solar PV |  | WI | Installed Costs - Total | N | 6.6441 | $/WDC-STC | 2008 | 2008 | 2008 | Average - simple | 84 | Focus on Energy Renewable Energy Cash-Back Rewards Program | Historical | Tracking the Sun II: The Installed Costs of Photovoltaics in the U.S. from 1998-2008 | Lawrence Berkeley National Laboratory | http://eetd.lbl.gov/EA/emp/reports/lbnl-2674e.pdf | Y | 2009 | 31 | 33 | Figure 23 | Y | Numerical values provided by author.
Solar PV |  | MD | Installed Costs - Total | N | 6.6744 | $/WDC-STC | 2008 | 2008 | 2008 | Average - simple | 121 | MEA Solar Energy Grant Program | Historical | Tracking the Sun II: The Installed Costs of Photovoltaics in the U.S. from 1998-2008 | Lawrence Berkeley National Laboratory | http://eetd.lbl.gov/EA/emp/reports/lbnl-2674e.pdf | Y | 2009 | 31 | 33 | Figure 23 | Y | Numerical values provided by author.
Solar PV | Systems > 100 kW; Thin Film; Rack-Mounted | U.S. | Installed Costs - Total | Y | 6.7 | $/WDC-STC | 2008 | 2008 | 2008 | Average - simple | 6 | Real data from up to 27 state or utility incentive programs in up to 16 states | Historical | Tracking the Sun II: The Installed Costs of Photovoltaics in the U.S. from 1998-2008 | Lawrence Berkeley National Laboratory | http://eetd.lbl.gov/EA/emp/reports/lbnl-2674e.pdf | Y | 2009 | 22 | 24 | Figure 17 | Y
Solar PV | Projects approved for construction in 2009 through 9/15/2009 | CA | Installed Costs - Total | Y | 6.7 | $/WDC-STC | 2009 | 2008 | 2009 | Average - capacity-weighted | Unspecified | CPUC California Solar Initiative | Historical | Tracking the Sun II: The Installed Costs of Photovoltaics in the U.S. from 1998-2008 | Lawrence Berkeley National Laboratory | http://eetd.lbl.gov/EA/emp/reports/lbnl-2674e.pdf | Y | 2009 | 11 | 13 | Figure 5 | Y | Numerical values provided by author.
Solar PV | Systems ≥ 2 MW | PA | Installed Costs - Total | Y | 6.7 | $/WDC-STC | 2008 | 2008 | 2008 | Average - simple | 1 | Real data from city | Historical | Tracking the Sun II: The Installed Costs of Photovoltaics in the U.S. from 1998-2008 | Lawrence Berkeley National Laboratory | http://eetd.lbl.gov/EA/emp/reports/lbnl-2674e.pdf | Y | 2009 | 16 | 18 | Table 3 | Y | Fairless Hills, PA
Solar PV |  | AZ | Installed Costs - Total | Y | 6.8 | $/WDC-STC | 2008 | 2008 | 2008 | Average - capacity-weighted | 477 | APS Solar and Renewable Incentive Program & SRP EarthWise Solar Energy Program | Historical | Tracking the Sun II: The Installed Costs of Photovoltaics in the U.S. from 1998-2008 | Lawrence Berkeley National Laboratory | http://eetd.lbl.gov/EA/emp/reports/lbnl-2674e.pdf | Y | 2009 | 19 | 21 | Table 4 | Y
Solar PV | 10 kW ≤ Systems ≤ 100 kW | AZ | Installed Costs - Total | Y | 6.8 | $/WDC-STC | 2008 | 2008 | 2008 | Average - simple | 42 | APS Solar and Renewable Incentive Program & SRP EarthWise Solar Energy Program | Historical | Tracking the Sun II: The Installed Costs of Photovoltaics in the U.S. from 1998-2008 | Lawrence Berkeley National Laboratory | http://eetd.lbl.gov/EA/emp/reports/lbnl-2674e.pdf | Y | 2009 | 19 | 21 | Table 4 | Y
Solar PV | Systems > 500 kW | CA | Installed Costs - Total | Y | 6.8 | $/WDC-STC | 2008 | 2008 | 2008 | Average - simple | 55 | Anaheim Solar Advantage Program; CEC Emerging Renewables Program; CEC New Home Solar Partnership; CPUC California Solar Initiative; CPUC Self-Generation Incentive Program; LADWP Solar Incentive Program; Lompoc PV Rebate Program; SMUD Residential Retrofit and Commercial PV Buydown Programs | Historical | Tracking the Sun II: The Installed Costs of Photovoltaics in the U.S. from 1998-2008 | Lawrence Berkeley National Laboratory | http://eetd.lbl.gov/EA/emp/reports/lbnl-2674e.pdf | Y | 2009 | 19 | 21 | Table 4 | Y
Solar PV | Systems > 500 kW | U.S. | Installed Costs - Total | Y | 6.8112 | $/WDC-STC | 2008 | 2008 | 2008 | Average - simple | Unspecified | Real data from up to 27 state or utility incentive programs in up to 16 states | Historical | Tracking the Sun II: The Installed Costs of Photovoltaics in the U.S. from 1998-2008 | Lawrence Berkeley National Laboratory | http://eetd.lbl.gov/EA/emp/reports/lbnl-2674e.pdf | Y | 2009 | 13 | 15 | Figure 7 | Y | Numerical values provided by author.
Solar PV | Systems > 500 kW | U.S. | Installed Costs - Total | Y | 6.8243 | $/WDC-STC | 2007 | 2008 | 2007 | Average - simple | Unspecified | Real data from up to 27 state or utility incentive programs in up to 16 states | Historical | Tracking the Sun II: The Installed Costs of Photovoltaics in the U.S. from 1998-2008 | Lawrence Berkeley National Laboratory | http://eetd.lbl.gov/EA/emp/reports/lbnl-2674e.pdf | Y | 2009 | 13 | 15 | Figure 7 | Y | Numerical values provided by author.
Solar PV | 250 kW < Systems ≤ 500 kW | U.S. | Installed Costs - Total | Y | 6.8367 | $/WDC-STC | 2008 | 2008 | 2008 | Average - simple | 112 | Real data from up to 27 state or utility incentive programs in up to 16 states | Historical | Tracking the Sun II: The Installed Costs of Photovoltaics in the U.S. from 1998-2008 | Lawrence Berkeley National Laboratory | http://eetd.lbl.gov/EA/emp/reports/lbnl-2674e.pdf | Y | 2009 | 15 | 17 | Figure 10 | Y | Numerical values provided by author.
Solar PV | Commercial: Systems ≥ 10 kW | U.S. | Installed Costs - Total | Y | 6.8373 | $/WDC-STC | 2008 | 2008 | 2008 | Average - simple | 1294 | Real data from up to 27 state or utility incentive programs in up to 16 states | Historical | Tracking the Sun II: The Installed Costs of Photovoltaics in the U.S. from 1998-2008 | Lawrence Berkeley National Laboratory | http://eetd.lbl.gov/EA/emp/reports/lbnl-2674e.pdf | Y | 2009 | 29 | 31 | Figure 22 | Y | Numerical values provided by author.
Solar PV |  | VT | Installed Costs - Total | N | 6.8883 | $/WDC-STC | 2008 | 2008 | 2008 | Average - simple | 89 | RERC Small Scale Renewable Energy Incentive Program | Historical | Tracking the Sun II: The Installed Costs of Photovoltaics in the U.S. from 1998-2008 | Lawrence Berkeley National Laboratory | http://eetd.lbl.gov/EA/emp/reports/lbnl-2674e.pdf | Y | 2009 | 31 | 33 | Figure 23 | Y | Numerical values provided by author.
Solar PV | Projects approved for construction in 2009 through 8/31/2009 | NJ | Installed Costs - Total | Y | 6.9 | $/WDC-STC | 2009 | 2008 | 2009 | Average - capacity-weighted | Unspecified | CORE Program; SREC-Only Pilot; Renewable Incentive Program; SREC Registration Program | Historical | Tracking the Sun II: The Installed Costs of Photovoltaics in the U.S. from 1998-2008 | Lawrence Berkeley National Laboratory | http://eetd.lbl.gov/EA/emp/reports/lbnl-2674e.pdf | Y | 2009 | 11 | 13 | Figure 5 | Y | Numerical values provided by author.
Solar PV | Systems > 500 kW | NJ | Installed Costs - Total | Y | 6.9 | $/WDC-STC | 2008 | 2008 | 2008 | Average - simple | 9 | NJCEP Customer Onsite Renewable Energy Program; NJCEP Solar Renewable Energy Credit Program | Historical | Tracking the Sun II: The Installed Costs of Photovoltaics in the U.S. from 1998-2008 | Lawrence Berkeley National Laboratory | http://eetd.lbl.gov/EA/emp/reports/lbnl-2674e.pdf | Y | 2009 | 19 | 21 | Table 4 | Y
Solar PV | Systems > 500 kW | U.S. | Installed Costs - Total | Y | 6.9499 | $/WDC-STC | 2006 | 2008 | 2006 | Average - simple | Unspecified | Real data from up to 27 state or utility incentive programs in up to 16 states | Historical | Tracking the Sun II: The Installed Costs of Photovoltaics in the U.S. from 1998-2008 | Lawrence Berkeley National Laboratory | http://eetd.lbl.gov/EA/emp/reports/lbnl-2674e.pdf | Y | 2009 | 13 | 15 | Figure 7 | Y | Numerical values provided by author.
Solar PV | Commercial: Systems ≥ 10 kW | U.S. | Installed Costs - Total | Y | 7.0008 | $/WDC-STC | 2001 | 2008 | 2001 | Average - simple | 42 | Real data from up to 27 state or utility incentive programs in up to 16 states | Historical | Tracking the Sun II: The Installed Costs of Photovoltaics in the U.S. from 1998-2008 | Lawrence Berkeley National Laboratory | http://eetd.lbl.gov/EA/emp/reports/lbnl-2674e.pdf | Y | 2009 | 29 | 31 | Figure 22 | Y | Numerical values provided by author.
Solar PV | Systems > 750 kW | U.S. | Installed Costs - Total | Y | 7.1068 | $/WDC-STC | 2008 | 2008 | 2008 | Average - simple | 31 | Real data from up to 27 state or utility incentive programs in up to 16 states | Historical | Tracking the Sun II: The Installed Costs of Photovoltaics in the U.S. from 1998-2008 | Lawrence Berkeley National Laboratory | http://eetd.lbl.gov/EA/emp/reports/lbnl-2674e.pdf | Y | 2009 | 15 | 17 | Figure 10 | Y | Numerical values provided by author.
Solar PV | Commercial: Systems ≥ 10 kW | U.S. | Installed Costs - Total | Y | 7.1805 | $/WDC-STC | 2002 | 2008 | 2002 | Average - simple | 183 | Real data from up to 27 state or utility incentive programs in up to 16 states | Historical | Tracking the Sun II: The Installed Costs of Photovoltaics in the U.S. from 1998-2008 | Lawrence Berkeley National Laboratory | http://eetd.lbl.gov/EA/emp/reports/lbnl-2674e.pdf | Y | 2009 | 29 | 31 | Figure 22 | Y | Numerical values provided by author.
Solar PV | Systems > 100 kW; Crystalline; Rack-Mounted | U.S. | Installed Costs - Total | Y | 7.2 | $/WDC-STC | 2008 | 2008 | 2008 | Average - simple | 242 | Real data from up to 27 state or utility incentive programs in up to 16 states | Historical | Tracking the Sun II: The Installed Costs of Photovoltaics in the U.S. from 1998-2008 | Lawrence Berkeley National Laboratory | http://eetd.lbl.gov/EA/emp/reports/lbnl-2674e.pdf | Y | 2009 | 22 | 24 | Figure 17 | Y
Solar PV | Systems > 100 kW | CA | Installed Costs - Total | Y | 7.2 | $/WDC-STC | 2008 | 2008 | 2008 | Average - simple | Unspecified | CPUC California Solar Initiative | Historical | Tracking the Sun II: The Installed Costs of Photovoltaics in the U.S. from 1998-2008 | Lawrence Berkeley National Laboratory | http://eetd.lbl.gov/EA/emp/reports/lbnl-2674e.pdf | Y | 2009 | 11 | 13 | Figure 5 | Y | Numerical values provided by author.
Solar PV | Systems > 100 kW | NJ | Installed Costs - Total | Y | 7.2 | $/WDC-STC | 2008 | 2008 | 2008 | Average - simple | Unspecified | CORE Program; SREC-Only Pilot; Renewable Incentive Program; SREC Registration Program | Historical | Tracking the Sun II: The Installed Costs of Photovoltaics in the U.S. from 1998-2008 | Lawrence Berkeley National Laboratory | http://eetd.lbl.gov/EA/emp/reports/lbnl-2674e.pdf | Y | 2009 | 11 | 13 | Figure 5 | Y | Numerical values provided by author.
Solar PV | Systems > 100 kW; projects installed in 2009 through 8/31/2009 | NJ | Installed Costs - Total | Y | 7.2 | $/WDC-STC | 2009 | 2008 | 2009 | Average - simple | Unspecified | CORE Program; SREC-Only Pilot; Renewable Incentive Program; SREC Registration Program | Historical | Tracking the Sun II: The Installed Costs of Photovoltaics in the U.S. from 1998-2008 | Lawrence Berkeley National Laboratory | http://eetd.lbl.gov/EA/emp/reports/lbnl-2674e.pdf | Y | 2009 | 11 | 13 | Figure 5 | Y | Numerical values provided by author.
Solar PV | 100 kW < Systems ≤ 500 kW | NJ | Installed Costs - Total | Y | 7.2 | $/WDC-STC | 2008 | 2008 | 2008 | Average - simple | 29 | NJCEP Customer Onsite Renewable Energy Program; NJCEP Solar Renewable Energy Credit Program | Historical | Tracking the Sun II: The Installed Costs of Photovoltaics in the U.S. from 1998-2008 | Lawrence Berkeley National Laboratory | http://eetd.lbl.gov/EA/emp/reports/lbnl-2674e.pdf | Y | 2009 | 19 | 21 | Table 4 | Y
Solar PV | Commercial: Systems ≥ 10 kW | U.S. | Installed Costs - Total | Y | 7.2592 | $/WDC-STC | 2000 | 2008 | 2000 | Average - simple | 14 | Real data from up to 27 state or utility incentive programs in up to 16 states | Historical | Tracking the Sun II: The Installed Costs of Photovoltaics in the U.S. from 1998-2008 | Lawrence Berkeley National Laboratory | http://eetd.lbl.gov/EA/emp/reports/lbnl-2674e.pdf | Y | 2009 | 29 | 31 | Figure 22 | Y | Numerical values provided by author.
Solar PV | Systems ≤ 10 kW | AZ | Installed Costs - Total | Y | 7.26 | $/WDC-STC | 2008 | 2008 | 2008 | Average - simple | 431 | APS Solar and Renewable Incentive Program & SRP EarthWise Solar Energy Program | Historical | Tracking the Sun II: The Installed Costs of Photovoltaics in the U.S. from 1998-2008 | Lawrence Berkeley National Laboratory | http://eetd.lbl.gov/EA/emp/reports/lbnl-2674e.pdf | Y | 2009 | 19 | 21 | Figure 14 | Y | Numerical values provided by author.
Solar PV | Systems ≤ 10 kW | AZ | Installed Costs - Total | Y | 7.26 | $/WDC-STC | 2008 | 2008 | 2008 | Average - simple | 431 | APS Solar and Renewable Incentive Program & SRP EarthWise Solar Energy Program | Historical | Tracking the Sun II: The Installed Costs of Photovoltaics in the U.S. from 1998-2008 | Lawrence Berkeley National Laboratory | http://eetd.lbl.gov/EA/emp/reports/lbnl-2674e.pdf | Y | 2009 | 19 | 21 | Figure 14 | Y | Numerical values provided by author.
Solar PV | Systems ≤ 10 kW | AZ | Installed Costs - Total | Y | 7.3 | $/WDC-STC | 2008 | 2008 | 2008 | Average - simple | Unspecified | APS Solar and Renewable Incentive Program & SRP EarthWise Solar Energy Program | Historical | Tracking the Sun II: The Installed Costs of Photovoltaics in the U.S. from 1998-2008 | Lawrence Berkeley National Laboratory | http://eetd.lbl.gov/EA/emp/reports/lbnl-2674e.pdf | Y | 2009 | 2 | 4 |  | Y | Assume simple average
Solar PV | Systems ≥ 2 MW | NV | Installed Costs - Total | Y | 7.3 | $/WDC-STC | 2007 | 2008 | 2007 | Average - simple | 1 | Real data from city | Historical | Tracking the Sun II: The Installed Costs of Photovoltaics in the U.S. from 1998-2008 | Lawrence Berkeley National Laboratory | http://eetd.lbl.gov/EA/emp/reports/lbnl-2674e.pdf | Y | 2009 | 16 | 18 | Table 3 | Y | Nellis, NV
Solar PV | Systems < 10 kW | AZ | Installed Costs - Total | Y | 7.3 | $/WDC-STC | 2008 | 2008 | 2008 | Average - simple | 431 | APS Solar and Renewable Incentive Program & SRP EarthWise Solar Energy Program | Historical | Tracking the Sun II: The Installed Costs of Photovoltaics in the U.S. from 1998-2008 | Lawrence Berkeley National Laboratory | http://eetd.lbl.gov/EA/emp/reports/lbnl-2674e.pdf | Y | 2009 | 19 | 21 | Table 4 | Y
Solar PV | 100 kW < Systems ≤ 500 kW | CA | Installed Costs - Total | Y | 7.3 | $/WDC-STC | 2008 | 2008 | 2008 | Average - simple | 199 | Anaheim Solar Advantage Program; CEC Emerging Renewables Program; CEC New Home Solar Partnership; CPUC California Solar Initiative; CPUC Self-Generation Incentive Program; LADWP Solar Incentive Program; Lompoc PV Rebate Program; SMUD Residential Retrofit and Commercial PV Buydown Programs | Historical | Tracking the Sun II: The Installed Costs of Photovoltaics in the U.S. from 1998-2008 | Lawrence Berkeley National Laboratory | http://eetd.lbl.gov/EA/emp/reports/lbnl-2674e.pdf | Y | 2009 | 19 | 21 | Table 4 | Y
Solar PV | Systems > 500 kW | U.S. | Installed Costs - Total | Y | 7.3129 | $/WDC-STC | 2003 | 2008 | 2003 | Average - simple | Unspecified | Real data from up to 27 state or utility incentive programs in up to 16 states | Historical | Tracking the Sun II: The Installed Costs of Photovoltaics in the U.S. from 1998-2008 | Lawrence Berkeley National Laboratory | http://eetd.lbl.gov/EA/emp/reports/lbnl-2674e.pdf | Y | 2009 | 13 | 15 | Figure 7 | Y | Numerical values provided by author.
Solar PV | 100 kW < Systems ≤ 500 kW | U.S. | Installed Costs - Total | Y | 7.3618 | $/WDC-STC | 2008 | 2008 | 2008 | Average - simple | Unspecified | Real data from up to 27 state or utility incentive programs in up to 16 states | Historical | Tracking the Sun II: The Installed Costs of Photovoltaics in the U.S. from 1998-2008 | Lawrence Berkeley National Laboratory | http://eetd.lbl.gov/EA/emp/reports/lbnl-2674e.pdf | Y | 2009 | 13 | 15 | Figure 7 | Y | Numerical values provided by author.
Solar PV | New residential construction - Rack mounted | U.S. | Installed Costs - Total | Y | 7.4 | $/WDC-STC | 2008 | 2008 | 2008 | Average - simple | Unspecified | Real data from up to 27 state or utility incentive programs in up to 16 states | Historical | Tracking the Sun II: The Installed Costs of Photovoltaics in the U.S. from 1998-2008 | Lawrence Berkeley National Laboratory | http://eetd.lbl.gov/EA/emp/reports/lbnl-2674e.pdf | Y | 2009 | 2 | 4 |  | Y | Assume simple average
Solar PV | 1 kW ≤ Systems ≤ 3 kW; New Contruction; Rack-Mounted | CA, NJ | Installed Costs - Total | Y | 7.4 | $/WDC-STC | 2008 | 2008 | 2008 | Average - simple | 336 | California CSI; NSHP; ERP Programs | Historical | Tracking the Sun II: The Installed Costs of Photovoltaics in the U.S. from 1998-2008 | Lawrence Berkeley National Laboratory | http://eetd.lbl.gov/EA/emp/reports/lbnl-2674e.pdf | Y | 2009 | 21 | 23 | Figure 16 | Y
Solar PV |  | CA | Installed Costs - Total | Y | 7.4 | $/WDC-STC | 2008 | 2008 | 2008 | Average - capacity-weighted | Unspecified | CPUC California Solar Initiative | Historical | Tracking the Sun II: The Installed Costs of Photovoltaics in the U.S. from 1998-2008 | Lawrence Berkeley National Laboratory | http://eetd.lbl.gov/EA/emp/reports/lbnl-2674e.pdf | Y | 2009 | 11 | 13 | Figure 5 | Y | Numerical values provided by author.
Solar PV | Projects installed in 2009 through 8/31/2009 | NJ | Installed Costs - Total | Y | 7.4 | $/WDC-STC | 2009 | 2008 | 2009 | Average - capacity-weighted | Unspecified | CORE Program; SREC-Only Pilot; Renewable Incentive Program; SREC Registration Program | Historical | Tracking the Sun II: The Installed Costs of Photovoltaics in the U.S. from 1998-2008 | Lawrence Berkeley National Laboratory | http://eetd.lbl.gov/EA/emp/reports/lbnl-2674e.pdf | Y | 2009 | 11 | 13 | Figure 5 | Y | Numerical values provided by author.
Solar PV |  | AZ | Installed Costs - Total | Y | 7.4 | $/WDC-STC | 2002-2008 | 2008 | 2002-2008 | Average - capacity-weighted | 1258 | APS Solar and Renewable Incentive Program & SRP EarthWise Solar Energy Program | Historical | Tracking the Sun II: The Installed Costs of Photovoltaics in the U.S. from 1998-2008 | Lawrence Berkeley National Laboratory | http://eetd.lbl.gov/EA/emp/reports/lbnl-2674e.pdf | Y | 2009 | 19 | 21 | Table 4 | Y
Solar PV |  | CA | Installed Costs - Total | Y | 7.4 | $/WDC-STC | 2008 | 2008 | 2008 | Average - capacity-weighted | 9845 | Anaheim Solar Advantage Program; CEC Emerging Renewables Program; CEC New Home Solar Partnership; CPUC California Solar Initiative; CPUC Self-Generation Incentive Program; LADWP Solar Incentive Program; Lompoc PV Rebate Program; SMUD Residential Retrofit and Commercial PV Buydown Programs | Historical | Tracking the Sun II: The Installed Costs of Photovoltaics in the U.S. from 1998-2008 | Lawrence Berkeley National Laboratory | http://eetd.lbl.gov/EA/emp/reports/lbnl-2674e.pdf | Y | 2009 | 19 | 21 | Table 4 | Y
Solar PV | 100 kW < Systems ≤ 500 kW | MA | Installed Costs - Total | Y | 7.4 | $/WDC-STC | 2008 | 2008 | 2008 | Average - simple | 6 | MTC Small Renewables Initiative | Historical | Tracking the Sun II: The Installed Costs of Photovoltaics in the U.S. from 1998-2008 | Lawrence Berkeley National Laboratory | http://eetd.lbl.gov/EA/emp/reports/lbnl-2674e.pdf | Y | 2009 | 19 | 21 | Table 4 | Y
Solar PV |  | U.S. | Installed Costs - Total | Y | 7.4798 | $/WDC-STC | 2008 | 2008 | 2008 | Average - capacity-weighted | 13097 | Real data from up to 27 state or utility incentive programs in up to 16 states | Historical | Tracking the Sun II: The Installed Costs of Photovoltaics in the U.S. from 1998-2008 | Lawrence Berkeley National Laboratory | http://eetd.lbl.gov/EA/emp/reports/lbnl-2674e.pdf | Y | 2009 | 10 | 12 | Figure 4 | Y | Numerical values provided by author.
Solar PV |  | U.S. | Installed Costs - Total | Y | 7.4798 | $/WDC-STC | 2008 | 2008 | 2008 | Average - capacity-weighted | 13097 | Real data from up to 27 state or utility incentive programs in up to 16 states | Historical | Tracking the Sun II: The Installed Costs of Photovoltaics in the U.S. from 1998-2008 | Lawrence Berkeley National Laboratory | http://eetd.lbl.gov/EA/emp/reports/lbnl-2674e.pdf | Y | 2009 | 12 | 14 | Figure 6 | Y | Numerical values provided by author.
Solar PV | 100 kW < Systems ≤ 500 kW | U.S. | Installed Costs - Total | Y | 7.4867 | $/WDC-STC | 2007 | 2008 | 2007 | Average - simple | Unspecified | Real data from up to 27 state or utility incentive programs in up to 16 states | Historical | Tracking the Sun II: The Installed Costs of Photovoltaics in the U.S. from 1998-2008 | Lawrence Berkeley National Laboratory | http://eetd.lbl.gov/EA/emp/reports/lbnl-2674e.pdf | Y | 2009 | 13 | 15 | Figure 7 | Y | Numerical values provided by author.
Solar PV | Systems > 500 kW | U.S. | Installed Costs - Total | Y | 7.4962 | $/WDC-STC | 2004 | 2008 | 2004 | Average - simple | Unspecified | Real data from up to 27 state or utility incentive programs in up to 16 states | Historical | Tracking the Sun II: The Installed Costs of Photovoltaics in the U.S. from 1998-2008 | Lawrence Berkeley National Laboratory | http://eetd.lbl.gov/EA/emp/reports/lbnl-2674e.pdf | Y | 2009 | 13 | 15 | Figure 7 | Y | Numerical values provided by author.
Solar PV |  | U.S. | Installed Costs - Total | Y | 7.5 | $/WDC-STC | 2008 | 2008 | 2008 | Average - capacity-weighted | 52000 | Real data from up to 27 state or utility incentive programs in up to 16 states | Historical | Tracking the Sun II: The Installed Costs of Photovoltaics in the U.S. from 1998-2008 | Lawrence Berkeley National Laboratory | http://eetd.lbl.gov/EA/emp/reports/lbnl-2674e.pdf | Y | 2009 | 1 | 3 |  | Y
Solar PV | Non-Profit; 10 kW ≤ Systems ≤ 100 kW | U.S. | Installed Costs - Total | Y | 7.5 | $/WDC-STC | 2008 | 2008 | 2008 | Average - simple | 46 | Real data from up to 27 state or utility incentive programs in up to 16 states | Historical | Tracking the Sun II: The Installed Costs of Photovoltaics in the U.S. from 1998-2008 | Lawrence Berkeley National Laboratory | http://eetd.lbl.gov/EA/emp/reports/lbnl-2674e.pdf | Y | 2009 | 20 | 22 | Figure 15 | Y
Solar PV | 100 kW < Systems ≤ 500 kW | U.S. | Installed Costs - Total | Y | 7.5636 | $/WDC-STC | 2003 | 2008 | 2003 | Average - simple | Unspecified | Real data from up to 27 state or utility incentive programs in up to 16 states | Historical | Tracking the Sun II: The Installed Costs of Photovoltaics in the U.S. from 1998-2008 | Lawrence Berkeley National Laboratory | http://eetd.lbl.gov/EA/emp/reports/lbnl-2674e.pdf | Y | 2009 | 13 | 15 | Figure 7 | Y | Numerical values provided by author.
Solar PV | Commercial: Systems ≥ 10 kW | U.S. | Installed Costs - Total | N | 7.5897 | $/WDC-STC | 1999 | 2008 | 1999 | Average - simple | 11 | Real data from up to 27 state or utility incentive programs in up to 16 states | Historical | Tracking the Sun II: The Installed Costs of Photovoltaics in the U.S. from 1998-2008 | Lawrence Berkeley National Laboratory | http://eetd.lbl.gov/EA/emp/reports/lbnl-2674e.pdf | Y | 2009 | 29 | 31 | Figure 22 | Y | Numerical values provided by author.
Solar PV |  | NJ | Installed Costs - Total | Y | 7.6 | $/WDC-STC | 2008 | 2008 | 2008 | Average - capacity-weighted | Unspecified | CORE Program; SREC-Only Pilot; Renewable Incentive Program; SREC Registration Program | Historical | Tracking the Sun II: The Installed Costs of Photovoltaics in the U.S. from 1998-2008 | Lawrence Berkeley National Laboratory | http://eetd.lbl.gov/EA/emp/reports/lbnl-2674e.pdf | Y | 2009 | 11 | 13 | Figure 5 | Y | Numerical values provided by author.
Solar PV | Systems ≥ 2 MW | CO | Installed Costs - Total | Y | 7.6 | $/WDC-STC | 2007 | 2008 | 2007 | Average - simple | 1 | Real data from city | Historical | Tracking the Sun II: The Installed Costs of Photovoltaics in the U.S. from 1998-2008 | Lawrence Berkeley National Laboratory | http://eetd.lbl.gov/EA/emp/reports/lbnl-2674e.pdf | Y | 2009 | 16 | 18 | Table 3 | Y | Alamosa, CO
Solar PV |  | NJ | Installed Costs - Total | Y | 7.6 | $/WDC-STC | 2008 | 2008 | 2008 | Average - capacity-weighted | 860 | NJCEP Customer Onsite Renewable Energy Program; NJCEP Solar Renewable Energy Credit Program | Historical | Tracking the Sun II: The Installed Costs of Photovoltaics in the U.S. from 1998-2008 | Lawrence Berkeley National Laboratory | http://eetd.lbl.gov/EA/emp/reports/lbnl-2674e.pdf | Y | 2009 | 19 | 21 | Table 4 | Y
Solar PV | 100 kW < Systems ≤ 500 kW | CT | Installed Costs - Total | Y | 7.6 | $/WDC-STC | 2008 | 2008 | 2008 | Average - simple | 12 | CCEF Onsite Renewable DG Program; CCEF Solar PV Program | Historical | Tracking the Sun II: The Installed Costs of Photovoltaics in the U.S. from 1998-2008 | Lawrence Berkeley National Laboratory | http://eetd.lbl.gov/EA/emp/reports/lbnl-2674e.pdf | Y | 2009 | 19 | 21 | Table 4 | Y
Solar PV |  | WA | Installed Costs - Total | Y | 7.7 | $/WDC-STC | 2007-2008 | 2008 | 2007-2008 | Average - capacity-weighted | 7 | Klickitat PUD Solar PV Rebate Program; Port Angeles Solar Energy System Rebate | Historical | Tracking the Sun II: The Installed Costs of Photovoltaics in the U.S. from 1998-2008 | Lawrence Berkeley National Laboratory | http://eetd.lbl.gov/EA/emp/reports/lbnl-2674e.pdf | Y | 2009 | 19 | 21 | Table 4 | Y
Solar PV |  | WA | Installed Costs - Total | Y | 7.7 | $/WDC-STC | 2008 | 2008 | 2008 | Average - capacity-weighted | 6 | Klickitat PUD Solar PV Rebate Program; Port Angeles Solar Energy System Rebate | Historical | Tracking the Sun II: The Installed Costs of Photovoltaics in the U.S. from 1998-2008 | Lawrence Berkeley National Laboratory | http://eetd.lbl.gov/EA/emp/reports/lbnl-2674e.pdf | Y | 2009 | 19 | 21 | Table 4 | Y
Solar PV | 10 kW ≤ Systems ≤ 100 kW | CA | Installed Costs - Total | Y | 7.7 | $/WDC-STC | 2008 | 2008 | 2008 | Average - simple | 934 | Anaheim Solar Advantage Program; CEC Emerging Renewables Program; CEC New Home Solar Partnership; CPUC California Solar Initiative; CPUC Self-Generation Incentive Program; LADWP Solar Incentive Program; Lompoc PV Rebate Program; SMUD Residential Retrofit and Commercial PV Buydown Programs | Historical | Tracking the Sun II: The Installed Costs of Photovoltaics in the U.S. from 1998-2008 | Lawrence Berkeley National Laboratory | http://eetd.lbl.gov/EA/emp/reports/lbnl-2674e.pdf | Y | 2009 | 19 | 21 | Table 4 | Y
Solar PV | 100 kW < Systems ≤ 500 kW | U.S. | Installed Costs - Total | Y | 7.7007 | $/WDC-STC | 2005 | 2008 | 2005 | Average - simple | Unspecified | Real data from up to 27 state or utility incentive programs in up to 16 states | Historical | Tracking the Sun II: The Installed Costs of Photovoltaics in the U.S. from 1998-2008 | Lawrence Berkeley National Laboratory | http://eetd.lbl.gov/EA/emp/reports/lbnl-2674e.pdf | Y | 2009 | 13 | 15 | Figure 7 | Y | Numerical values provided by author.
Solar PV | 100 kW < Systems ≤ 250 kW | U.S. | Installed Costs - Total | Y | 7.7646 | $/WDC-STC | 2008 | 2008 | 2008 | Average - simple | 146 | Real data from up to 27 state or utility incentive programs in up to 16 states | Historical | Tracking the Sun II: The Installed Costs of Photovoltaics in the U.S. from 1998-2008 | Lawrence Berkeley National Laboratory | http://eetd.lbl.gov/EA/emp/reports/lbnl-2674e.pdf | Y | 2009 | 15 | 17 | Figure 10 | Y | Numerical values provided by author.
Solar PV |  | U.S. | Installed Costs - Total | Y | 7.7703 | $/WDC-STC | 2005 | 2008 | 2005 | Average - capacity-weighted | 5193 | Real data from up to 27 state or utility incentive programs in up to 16 states | Historical | Tracking the Sun II: The Installed Costs of Photovoltaics in the U.S. from 1998-2008 | Lawrence Berkeley National Laboratory | http://eetd.lbl.gov/EA/emp/reports/lbnl-2674e.pdf | Y | 2009 | 10 | 12 | Figure 4 | Y | Numerical values provided by author.
Solar PV |  | U.S. | Installed Costs - Total | Y | 7.7703 | $/WDC-STC | 2005 | 2008 | 2005 | Average - capacity-weighted | 5193 | Real data from up to 27 state or utility incentive programs in up to 16 states | Historical | Tracking the Sun II: The Installed Costs of Photovoltaics in the U.S. from 1998-2008 | Lawrence Berkeley National Laboratory | http://eetd.lbl.gov/EA/emp/reports/lbnl-2674e.pdf | Y | 2009 | 12 | 14 | Figure 6 | Y | Numerical values provided by author.
Solar PV | Residential; 10 kW ≤ Systems ≤ 100 kW | U.S. | Installed Costs - Total | Y | 7.8 | $/WDC-STC | 2008 | 2008 | 2008 | Average - simple | 698 | Real data from up to 27 state or utility incentive programs in up to 16 states | Historical | Tracking the Sun II: The Installed Costs of Photovoltaics in the U.S. from 1998-2008 | Lawrence Berkeley National Laboratory | http://eetd.lbl.gov/EA/emp/reports/lbnl-2674e.pdf | Y | 2009 | 20 | 22 | Figure 15 | Y
Solar PV |  | U.S. | Installed Costs - Total | Y | 7.8 | $/WDC-STC | 2007 | 2008 | 2007 | Average - capacity-weighted | Unspecified | Real data from up to 27 state or utility incentive programs in up to 16 states | Historical | Tracking the Sun II: The Installed Costs of Photovoltaics in the U.S. from 1998-2008 | Lawrence Berkeley National Laboratory | http://eetd.lbl.gov/EA/emp/reports/lbnl-2674e.pdf | Y | 2009 | 1 | 3 |  | Y
Solar PV | Projects installed in 2009 through 9/15/2009 | CA | Installed Costs - Total | Y | 7.8 | $/WDC-STC | 2009 | 2008 | 2009 | Average - capacity-weighted | Unspecified | CPUC California Solar Initiative | Historical | Tracking the Sun II: The Installed Costs of Photovoltaics in the U.S. from 1998-2008 | Lawrence Berkeley National Laboratory | http://eetd.lbl.gov/EA/emp/reports/lbnl-2674e.pdf | Y | 2009 | 11 | 13 | Figure 5 | Y | Numerical values provided by author.
Solar PV |  | CA | Installed Costs - Total | Y | 7.8 | $/WDC-STC | 1998-2008 | 2008 | 1998-2008 | Average - capacity-weighted | 42522 | Anaheim Solar Advantage Program; CEC Emerging Renewables Program; CEC New Home Solar Partnership; CPUC California Solar Initiative; CPUC Self-Generation Incentive Program; LADWP Solar Incentive Program; Lompoc PV Rebate Program; SMUD Residential Retrofit and Commercial PV Buydown Programs | Historical | Tracking the Sun II: The Installed Costs of Photovoltaics in the U.S. from 1998-2008 | Lawrence Berkeley National Laboratory | http://eetd.lbl.gov/EA/emp/reports/lbnl-2674e.pdf | Y | 2009 | 19 | 21 | Table 4 | Y
Solar PV |  | U.S. | Installed Costs - Total | Y | 7.8374 | $/WDC-STC | 2007 | 2008 | 2007 | Average - capacity-weighted | 12103 | Real data from up to 27 state or utility incentive programs in up to 16 states | Historical | Tracking the Sun II: The Installed Costs of Photovoltaics in the U.S. from 1998-2008 | Lawrence Berkeley National Laboratory | http://eetd.lbl.gov/EA/emp/reports/lbnl-2674e.pdf | Y | 2009 | 10 | 12 | Figure 4 | Y | Numerical values provided by author.
Solar PV |  | U.S. | Installed Costs - Total | Y | 7.8374 | $/WDC-STC | 2007 | 2008 | 2007 | Average - capacity-weighted | 12103 | Real data from up to 27 state or utility incentive programs in up to 16 states | Historical | Tracking the Sun II: The Installed Costs of Photovoltaics in the U.S. from 1998-2008 | Lawrence Berkeley National Laboratory | http://eetd.lbl.gov/EA/emp/reports/lbnl-2674e.pdf | Y | 2009 | 12 | 14 | Figure 6 | Y | Numerical values provided by author.
Solar PV |  | U.S. | Installed Costs - Total | Y | 7.8382 | $/WDC-STC | 2006 | 2008 | 2006 | Average - capacity-weighted | 8677 | Real data from up to 27 state or utility incentive programs in up to 16 states | Historical | Tracking the Sun II: The Installed Costs of Photovoltaics in the U.S. from 1998-2008 | Lawrence Berkeley National Laboratory | http://eetd.lbl.gov/EA/emp/reports/lbnl-2674e.pdf | Y | 2009 | 10 | 12 | Figure 4 | Y | Numerical values provided by author.
Solar PV |  | U.S. | Installed Costs - Total | Y | 7.8382 | $/WDC-STC | 2006 | 2008 | 2006 | Average - capacity-weighted | 8677 | Real data from up to 27 state or utility incentive programs in up to 16 states | Historical | Tracking the Sun II: The Installed Costs of Photovoltaics in the U.S. from 1998-2008 | Lawrence Berkeley National Laboratory | http://eetd.lbl.gov/EA/emp/reports/lbnl-2674e.pdf | Y | 2009 | 12 | 14 | Figure 6 | Y | Numerical values provided by author.
Solar PV | Systems ≤ 10 kW | CA | Installed Costs - Total | Y | 7.8419 | $/WDC-STC | 2008 | 2008 | 2008 | Average - simple | 8657 | Anaheim Solar Advantage Program; CEC Emerging Renewables Program; CEC New Home Solar Partnership; CPUC California Solar Initiative; CPUC Self-Generation Incentive Program; LADWP Solar Incentive Program; Lompoc PV Rebate Program; SMUD Residential Retrofit and Commercial PV Buydown Programs | Historical | Tracking the Sun II: The Installed Costs of Photovoltaics in the U.S. from 1998-2008 | Lawrence Berkeley National Laboratory | http://eetd.lbl.gov/EA/emp/reports/lbnl-2674e.pdf | Y | 2009 | 19 | 21 | Figure 14 | Y | Post-Sales Tax; Numerical values provided by author.
Solar PV | Commercial: Systems ≥ 10 kW | U.S. | Installed Costs - Total | Y | 7.8777 | $/WDC-STC | 2006 | 2008 | 2006 | Average - simple | 984 | Real data from up to 27 state or utility incentive programs in up to 16 states | Historical | Tracking the Sun II: The Installed Costs of Photovoltaics in the U.S. from 1998-2008 | Lawrence Berkeley National Laboratory | http://eetd.lbl.gov/EA/emp/reports/lbnl-2674e.pdf | Y | 2009 | 29 | 31 | Figure 22 | Y | Numerical values provided by author.
Solar PV | 100 kW < Systems ≤ 500 kW | U.S. | Installed Costs - Total | Y | 7.8802 | $/WDC-STC | 2006 | 2008 | 2006 | Average - simple | Unspecified | Real data from up to 27 state or utility incentive programs in up to 16 states | Historical | Tracking the Sun II: The Installed Costs of Photovoltaics in the U.S. from 1998-2008 | Lawrence Berkeley National Laboratory | http://eetd.lbl.gov/EA/emp/reports/lbnl-2674e.pdf | Y | 2009 | 13 | 15 | Figure 7 | Y | Numerical values provided by author.
Solar PV | 10 kW ≤ Systems < 30 kW | U.S. | Installed Costs - Total | Y | 7.8867 | $/WDC-STC | 2008 | 2008 | 2008 | Average - simple | 1017 | Real data from up to 27 state or utility incentive programs in up to 16 states | Historical | Tracking the Sun II: The Installed Costs of Photovoltaics in the U.S. from 1998-2008 | Lawrence Berkeley National Laboratory | http://eetd.lbl.gov/EA/emp/reports/lbnl-2674e.pdf | Y | 2009 | 15 | 17 | Figure 10 | Y | Numerical values provided by author.
Solar PV | 2 kW ≤ Systems ≤ 5 kW | U.S. | Installed Costs - Total | Y | 7.9 | $/WDC-STC | 2008 | 2008 | 2008 | Average - simple | Unspecified | Real data from up to 27 state or utility incentive programs in up to 16 states | Historical | Tracking the Sun II: The Installed Costs of Photovoltaics in the U.S. from 1998-2008 | Lawrence Berkeley National Laboratory | http://eetd.lbl.gov/EA/emp/reports/lbnl-2674e.pdf | Y | 2009 | 2 | 4 |  | Y | Assume simple average
Solar PV | 1 kW ≤ Systems ≤ 3 kW; New Contruction | CA, NJ | Installed Costs - Total | Y | 7.9 | $/WDC-STC | 2008 | 2008 | 2008 | Average - simple | 696 | California CSI; NSHP; ERP Programs | Historical | Tracking the Sun II: The Installed Costs of Photovoltaics in the U.S. from 1998-2008 | Lawrence Berkeley National Laboratory | http://eetd.lbl.gov/EA/emp/reports/lbnl-2674e.pdf | Y | 2009 | 21 | 23 | Figure 16 | Y
Solar PV | 10 kW < Systems ≤ 100 kW; Crystalline; Rack-Mounted | U.S. | Installed Costs - Total | Y | 7.9 | $/WDC-STC | 2008 | 2008 | 2008 | Average - simple | 1098 | Real data from up to 27 state or utility incentive programs in up to 16 states | Historical | Tracking the Sun II: The Installed Costs of Photovoltaics in the U.S. from 1998-2008 | Lawrence Berkeley National Laboratory | http://eetd.lbl.gov/EA/emp/reports/lbnl-2674e.pdf | Y | 2009 | 22 | 24 | Figure 17 | Y
Solar PV | Systems ≤ 10 kW; projects approved for construction in 2009 through 9/15/2009 | CA | Installed Costs - Total | Y | 7.9 | $/WDC-STC | 2009 | 2008 | 2009 | Average - simple | Unspecified | CPUC California Solar Initiative | Historical | Tracking the Sun II: The Installed Costs of Photovoltaics in the U.S. from 1998-2008 | Lawrence Berkeley National Laboratory | http://eetd.lbl.gov/EA/emp/reports/lbnl-2674e.pdf | Y | 2009 | 11 | 13 | Figure 5 | Y | Numerical values provided by author.
Solar PV |  | NJ | Installed Costs - Total | Y | 7.9 | $/WDC-STC | 2003-2008 | 2008 | 2003-2008 | Average - capacity-weighted | 3225 | NJCEP Customer Onsite Renewable Energy Program; NJCEP Solar Renewable Energy Credit Program | Historical | Tracking the Sun II: The Installed Costs of Photovoltaics in the U.S. from 1998-2008 | Lawrence Berkeley National Laboratory | http://eetd.lbl.gov/EA/emp/reports/lbnl-2674e.pdf | Y | 2009 | 19 | 21 | Table 4 | Y
Solar PV |  | CT | Installed Costs - Total | Y | 7.9 | $/WDC-STC | 2008 | 2008 | 2008 | Average - capacity-weighted | 310 | CCEF Onsite Renewable DG Program; CCEF Solar PV Program | Historical | Tracking the Sun II: The Installed Costs of Photovoltaics in the U.S. from 1998-2008 | Lawrence Berkeley National Laboratory | http://eetd.lbl.gov/EA/emp/reports/lbnl-2674e.pdf | Y | 2009 | 19 | 21 | Table 4 | Y
Solar PV | 10 kW ≤ Systems ≤ 100 kW | U.S. | Installed Costs - Total | Y | 7.9075 | $/WDC-STC | 2008 | 2008 | 2008 | Average - simple | Unspecified | Real data from up to 27 state or utility incentive programs in up to 16 states | Historical | Tracking the Sun II: The Installed Costs of Photovoltaics in the U.S. from 1998-2008 | Lawrence Berkeley National Laboratory | http://eetd.lbl.gov/EA/emp/reports/lbnl-2674e.pdf | Y | 2009 | 13 | 15 | Figure 7 | Y | Numerical values provided by author.
Solar PV | 10 kW ≤ Systems ≤ 100 kW | U.S. | Installed Costs - Total | Y | 7.9119 | $/WDC-STC | 2006 | 2008 | 2006 | Average - simple | Unspecified | Real data from up to 27 state or utility incentive programs in up to 16 states | Historical | Tracking the Sun II: The Installed Costs of Photovoltaics in the U.S. from 1998-2008 | Lawrence Berkeley National Laboratory | http://eetd.lbl.gov/EA/emp/reports/lbnl-2674e.pdf | Y | 2009 | 13 | 15 | Figure 7 | Y | Numerical values provided by author.
Solar PV | Residential: Systems < 10 kW | U.S. | Installed Costs - Total | Y | 7.9161 | $/WDC-STC | 2000 | 2008 | 2000 | Average - simple | 203 | Real data from up to 27 state or utility incentive programs in up to 16 states | Historical | Tracking the Sun II: The Installed Costs of Photovoltaics in the U.S. from 1998-2008 | Lawrence Berkeley National Laboratory | http://eetd.lbl.gov/EA/emp/reports/lbnl-2674e.pdf | Y | 2009 | 29 | 31 | Figure 21 | Y | Numerical values provided by author.
Solar PV | Residential: Systems < 10 kW | U.S. | Installed Costs - Total | N | 7.9161 | $/WDC-STC | 2000 | 2008 | 2000 | Average - simple | 203 | Real data from up to 27 state or utility incentive programs in up to 16 states | Historical | Tracking the Sun II: The Installed Costs of Photovoltaics in the U.S. from 1998-2008 | Lawrence Berkeley National Laboratory | http://eetd.lbl.gov/EA/emp/reports/lbnl-2674e.pdf | Y | 2009 | 29 | 31 | Figure 21 | Y | Numerical values provided by author.
Solar PV | Commercial: Systems ≥ 10 kW | U.S. | Installed Costs - Total | Y | 7.9317 | $/WDC-STC | 2005 | 2008 | 2005 | Average - simple | 666 | Real data from up to 27 state or utility incentive programs in up to 16 states | Historical | Tracking the Sun II: The Installed Costs of Photovoltaics in the U.S. from 1998-2008 | Lawrence Berkeley National Laboratory | http://eetd.lbl.gov/EA/emp/reports/lbnl-2674e.pdf | Y | 2009 | 29 | 31 | Figure 22 | Y | Numerical values provided by author.
Solar PV | 30 kW ≤ Systems ≤ 100 kW | U.S. | Installed Costs - Total | Y | 7.9788 | $/WDC-STC | 2008 | 2008 | 2008 | Average - simple | 298 | Real data from up to 27 state or utility incentive programs in up to 16 states | Historical | Tracking the Sun II: The Installed Costs of Photovoltaics in the U.S. from 1998-2008 | Lawrence Berkeley National Laboratory | http://eetd.lbl.gov/EA/emp/reports/lbnl-2674e.pdf | Y | 2009 | 15 | 17 | Figure 10 | Y | Numerical values provided by author.
Solar PV | 5 kW ≤ Systems < 10 kW | U.S. | Installed Costs - Total | Y | 7.986 | $/WDC-STC | 2005 | 2008 | 2005 | Average - simple | Unspecified | Real data from up to 27 state or utility incentive programs in up to 16 states | Historical | Tracking the Sun II: The Installed Costs of Photovoltaics in the U.S. from 1998-2008 | Lawrence Berkeley National Laboratory | http://eetd.lbl.gov/EA/emp/reports/lbnl-2674e.pdf | Y | 2009 | 13 | 15 | Figure 7 | Y | Numerical values provided by author.
Solar PV | Residential; 5 kW ≤ Systems < 10 kW | U.S. | Installed Costs - Total | Y | 8 | $/WDC-STC | 2008 | 2008 | 2008 | Average - simple | 3829 | Real data from up to 27 state or utility incentive programs in up to 16 states | Historical | Tracking the Sun II: The Installed Costs of Photovoltaics in the U.S. from 1998-2008 | Lawrence Berkeley National Laboratory | http://eetd.lbl.gov/EA/emp/reports/lbnl-2674e.pdf | Y | 2009 | 20 | 22 | Figure 15 | Y
Solar PV | Systems ≤ 10 kW; projects approved for construction in 2009 through 8/31/2009 | NJ | Installed Costs - Total | Y | 8 | $/WDC-STC | 2009 | 2008 | 2009 | Average - simple | Unspecified | CORE Program; SREC-Only Pilot; Renewable Incentive Program; SREC Registration Program | Historical | Tracking the Sun II: The Installed Costs of Photovoltaics in the U.S. from 1998-2008 | Lawrence Berkeley National Laboratory | http://eetd.lbl.gov/EA/emp/reports/lbnl-2674e.pdf | Y | 2009 | 11 | 13 | Figure 5 | Y | Numerical values provided by author.
Solar PV |  | MA | Installed Costs - Total | Y | 8 | $/WDC-STC | 2008 | 2008 | 2008 | Average - capacity-weighted | 336 | MTC Small Renewables Initiative | Historical | Tracking the Sun II: The Installed Costs of Photovoltaics in the U.S. from 1998-2008 | Lawrence Berkeley National Laboratory | http://eetd.lbl.gov/EA/emp/reports/lbnl-2674e.pdf | Y | 2009 | 19 | 21 | Table 4 | Y
Solar PV | 5 kW ≤ Systems < 10 kW | U.S. | Installed Costs - Total | Y | 8.0304 | $/WDC-STC | 2008 | 2008 | 2008 | Average - simple | Unspecified | Real data from up to 27 state or utility incentive programs in up to 16 states | Historical | Tracking the Sun II: The Installed Costs of Photovoltaics in the U.S. from 1998-2008 | Lawrence Berkeley National Laboratory | http://eetd.lbl.gov/EA/emp/reports/lbnl-2674e.pdf | Y | 2009 | 13 | 15 | Figure 7 | Y | Numerical values provided by author.
Solar PV | 5 kW ≤ Systems < 10 kW | U.S. | Installed Costs - Total | Y | 8.0304 | $/WDC-STC | 2008 | 2008 | 2008 | Average - simple | 4273 | Real data from up to 27 state or utility incentive programs in up to 16 states | Historical | Tracking the Sun II: The Installed Costs of Photovoltaics in the U.S. from 1998-2008 | Lawrence Berkeley National Laboratory | http://eetd.lbl.gov/EA/emp/reports/lbnl-2674e.pdf | Y | 2009 | 15 | 17 | Figure 10 | Y | Numerical values provided by author.
Solar PV | 10 kW ≤ Systems ≤ 100 kW | U.S. | Installed Costs - Total | Y | 8.0366 | $/WDC-STC | 2005 | 2008 | 2005 | Average - simple | Unspecified | Real data from up to 27 state or utility incentive programs in up to 16 states | Historical | Tracking the Sun II: The Installed Costs of Photovoltaics in the U.S. from 1998-2008 | Lawrence Berkeley National Laboratory | http://eetd.lbl.gov/EA/emp/reports/lbnl-2674e.pdf | Y | 2009 | 13 | 15 | Figure 7 | Y | Numerical values provided by author.
Solar PV | 100 kW < Systems ≤ 500 kW | U.S. | Installed Costs - Total | Y | 8.0392 | $/WDC-STC | 2004 | 2008 | 2004 | Average - simple | Unspecified | Real data from up to 27 state or utility incentive programs in up to 16 states | Historical | Tracking the Sun II: The Installed Costs of Photovoltaics in the U.S. from 1998-2008 | Lawrence Berkeley National Laboratory | http://eetd.lbl.gov/EA/emp/reports/lbnl-2674e.pdf | Y | 2009 | 13 | 15 | Figure 7 | Y | Numerical values provided by author.
Solar PV | Commercial; 10 kW ≤ Systems ≤ 100 kW | U.S. | Installed Costs - Total | Y | 8.1 | $/WDC-STC | 2008 | 2008 | 2008 | Average - simple | 376 | Real data from up to 27 state or utility incentive programs in up to 16 states | Historical | Tracking the Sun II: The Installed Costs of Photovoltaics in the U.S. from 1998-2008 | Lawrence Berkeley National Laboratory | http://eetd.lbl.gov/EA/emp/reports/lbnl-2674e.pdf | Y | 2009 | 20 | 22 | Figure 15 | Y
Solar PV | Systems > 100 kW; projects installed in 2009 through 9/15/2009 | CA | Installed Costs - Total | Y | 8.1 | $/WDC-STC | 2009 | 2008 | 2009 | Average - simple | Unspecified | CPUC California Solar Initiative | Historical | Tracking the Sun II: The Installed Costs of Photovoltaics in the U.S. from 1998-2008 | Lawrence Berkeley National Laboratory | http://eetd.lbl.gov/EA/emp/reports/lbnl-2674e.pdf | Y | 2009 | 11 | 13 | Figure 5 | Y | Numerical values provided by author.
Solar PV |  | CT | Installed Costs - Total | Y | 8.1 | $/WDC-STC | 2003-2008 | 2008 | 2003-2008 | Average - capacity-weighted | 623 | CCEF Onsite Renewable DG Program; CCEF Solar PV Program | Historical | Tracking the Sun II: The Installed Costs of Photovoltaics in the U.S. from 1998-2008 | Lawrence Berkeley National Laboratory | http://eetd.lbl.gov/EA/emp/reports/lbnl-2674e.pdf | Y | 2009 | 19 | 21 | Table 4 | Y
Solar PV | 5 kW ≤ Systems < 10 kW | U.S. | Installed Costs - Total | Y | 8.1243 | $/WDC-STC | 2006 | 2008 | 2006 | Average - simple | Unspecified | Real data from up to 27 state or utility incentive programs in up to 16 states | Historical | Tracking the Sun II: The Installed Costs of Photovoltaics in the U.S. from 1998-2008 | Lawrence Berkeley National Laboratory | http://eetd.lbl.gov/EA/emp/reports/lbnl-2674e.pdf | Y | 2009 | 13 | 15 | Figure 7 | Y | Numerical values provided by author.
Solar PV | Systems ≤ 10 kW; Crystalline; Rack-Mounted | U.S. | Installed Costs - Total | Y | 8.2 | $/WDC-STC | 2008 | 2008 | 2008 | Average - simple | 9179 | Real data from up to 27 state or utility incentive programs in up to 16 states | Historical | Tracking the Sun II: The Installed Costs of Photovoltaics in the U.S. from 1998-2008 | Lawrence Berkeley National Laboratory | http://eetd.lbl.gov/EA/emp/reports/lbnl-2674e.pdf | Y | 2009 | 22 | 24 | Figure 17 | Y
Solar PV | Systems ≤ 10 kW | CA | Installed Costs - Total | Y | 8.2 | $/WDC-STC | 2008 | 2008 | 2008 | Average - simple | Unspecified | Anaheim Solar Advantage Program; CEC Emerging Renewables Program; CEC New Home Solar Partnership; CPUC California Solar Initiative; CPUC Self-Generation Incentive Program; LADWP Solar Incentive Program; Lompoc PV Rebate Program; SMUD Residential Retrofit and Commercial PV Buydown Programs | Historical | Tracking the Sun II: The Installed Costs of Photovoltaics in the U.S. from 1998-2008 | Lawrence Berkeley National Laboratory | http://eetd.lbl.gov/EA/emp/reports/lbnl-2674e.pdf | Y | 2009 | 2 | 4 |  | Y | Assume simple average
Solar PV | Systems ≤ 10 kW | CA | Installed Costs - Total | Y | 8.2 | $/WDC-STC | 2008 | 2008 | 2008 | Average - simple | Unspecified | CPUC California Solar Initiative | Historical | Tracking the Sun II: The Installed Costs of Photovoltaics in the U.S. from 1998-2008 | Lawrence Berkeley National Laboratory | http://eetd.lbl.gov/EA/emp/reports/lbnl-2674e.pdf | Y | 2009 | 11 | 13 | Figure 5 | Y | Numerical values provided by author.
Solar PV | Systems < 10 kW | CA | Installed Costs - Total | Y | 8.2 | $/WDC-STC | 2008 | 2008 | 2008 | Average - simple | 8657 | Anaheim Solar Advantage Program; CEC Emerging Renewables Program; CEC New Home Solar Partnership; CPUC California Solar Initiative; CPUC Self-Generation Incentive Program; LADWP Solar Incentive Program; Lompoc PV Rebate Program; SMUD Residential Retrofit and Commercial PV Buydown Programs | Historical | Tracking the Sun II: The Installed Costs of Photovoltaics in the U.S. from 1998-2008 | Lawrence Berkeley National Laboratory | http://eetd.lbl.gov/EA/emp/reports/lbnl-2674e.pdf | Y | 2009 | 19 | 21 | Table 4 | Y
Solar PV | 100 kW < Systems ≤ 500 kW | OR | Installed Costs - Total | Y | 8.2 | $/WDC-STC | 2008 | 2008 | 2008 | Average - simple | 7 | ETO Solar Electric Program | Historical | Tracking the Sun II: The Installed Costs of Photovoltaics in the U.S. from 1998-2008 | Lawrence Berkeley National Laboratory | http://eetd.lbl.gov/EA/emp/reports/lbnl-2674e.pdf | Y | 2009 | 19 | 21 | Table 4 | Y
Solar PV | Commercial: Systems ≥ 10 kW | U.S. | Installed Costs - Total | Y | 8.2065 | $/WDC-STC | 2007 | 2008 | 2007 | Average - simple | 1144 | Real data from up to 27 state or utility incentive programs in up to 16 states | Historical | Tracking the Sun II: The Installed Costs of Photovoltaics in the U.S. from 1998-2008 | Lawrence Berkeley National Laboratory | http://eetd.lbl.gov/EA/emp/reports/lbnl-2674e.pdf | Y | 2009 | 29 | 31 | Figure 22 | Y | Numerical values provided by author.
Solar PV | Systems ≤ 10 kW | CA | Installed Costs - Total | Y | 8.2114 | $/WDC-STC | 2008 | 2008 | 2008 | Average - simple | 8657 | Anaheim Solar Advantage Program; CEC Emerging Renewables Program; CEC New Home Solar Partnership; CPUC California Solar Initiative; CPUC Self-Generation Incentive Program; LADWP Solar Incentive Program; Lompoc PV Rebate Program; SMUD Residential Retrofit and Commercial PV Buydown Programs | Historical | Tracking the Sun II: The Installed Costs of Photovoltaics in the U.S. from 1998-2008 | Lawrence Berkeley National Laboratory | http://eetd.lbl.gov/EA/emp/reports/lbnl-2674e.pdf | Y | 2009 | 19 | 21 | Figure 14 | Y | Post-Sales Tax; Numerical values provided by author.
Solar PV | 10 kW ≤ Systems ≤ 100 kW | U.S. | Installed Costs - Total | Y | 8.2126 | $/WDC-STC | 2007 | 2008 | 2007 | Average - simple | Unspecified | Real data from up to 27 state or utility incentive programs in up to 16 states | Historical | Tracking the Sun II: The Installed Costs of Photovoltaics in the U.S. from 1998-2008 | Lawrence Berkeley National Laboratory | http://eetd.lbl.gov/EA/emp/reports/lbnl-2674e.pdf | Y | 2009 | 13 | 15 | Figure 7 | Y | Numerical values provided by author.
Solar PV | Commercial: Systems ≥ 10 kW | U.S. | Installed Costs - Total | Y | 8.2144 | $/WDC-STC | 2008 | 2008 | 2008 | Average - simple | 1294 | Real data from up to 27 state or utility incentive programs in up to 16 states | Historical | Tracking the Sun II: The Installed Costs of Photovoltaics in the U.S. from 1998-2008 | Lawrence Berkeley National Laboratory | http://eetd.lbl.gov/EA/emp/reports/lbnl-2674e.pdf | Y | 2009 | 29 | 31 | Figure 22 | Y | Numerical values provided by author.
Solar PV |  | U.S. | Installed Costs - Total | Y | 8.2431 | $/WDC-STC | 2008 | 2008 | 2008 | Average - simple | 13097 | Real data from up to 27 state or utility incentive programs in up to 16 states | Historical | Tracking the Sun II: The Installed Costs of Photovoltaics in the U.S. from 1998-2008 | Lawrence Berkeley National Laboratory | http://eetd.lbl.gov/EA/emp/reports/lbnl-2674e.pdf | Y | 2009 | 10 | 12 | Figure 4 | Y | Numerical values provided by author.
Solar PV | Residential: Systems < 10 kW | U.S. | Installed Costs - Total | Y | 8.2453 | $/WDC-STC | 2008 | 2008 | 2008 | Average - simple | 11518 | Real data from up to 27 state or utility incentive programs in up to 16 states | Historical | Tracking the Sun II: The Installed Costs of Photovoltaics in the U.S. from 1998-2008 | Lawrence Berkeley National Laboratory | http://eetd.lbl.gov/EA/emp/reports/lbnl-2674e.pdf | Y | 2009 | 29 | 31 | Figure 21 | Y | Numerical values provided by author.
Solar PV | 5 kW ≤ Systems < 10 kW | U.S. | Installed Costs - Total | Y | 8.2561 | $/WDC-STC | 2004 | 2008 | 2004 | Average - simple | Unspecified | Real data from up to 27 state or utility incentive programs in up to 16 states | Historical | Tracking the Sun II: The Installed Costs of Photovoltaics in the U.S. from 1998-2008 | Lawrence Berkeley National Laboratory | http://eetd.lbl.gov/EA/emp/reports/lbnl-2674e.pdf | Y | 2009 | 13 | 15 | Figure 7 | Y | Numerical values provided by author.
Solar PV |  | U.S. | Installed Costs - Total | Y | 8.2639 | $/WDC-STC | 2005 | 2008 | 2005 | Average - simple | 5193 | Real data from up to 27 state or utility incentive programs in up to 16 states | Historical | Tracking the Sun II: The Installed Costs of Photovoltaics in the U.S. from 1998-2008 | Lawrence Berkeley National Laboratory | http://eetd.lbl.gov/EA/emp/reports/lbnl-2674e.pdf | Y | 2009 | 10 | 12 | Figure 4 | Y | Numerical values provided by author.
Solar PV | 5 kW ≤ Systems < 10 kW | U.S. | Installed Costs - Total | Y | 8.2675 | $/WDC-STC | 2007 | 2008 | 2007 | Average - simple | Unspecified | Real data from up to 27 state or utility incentive programs in up to 16 states | Historical | Tracking the Sun II: The Installed Costs of Photovoltaics in the U.S. from 1998-2008 | Lawrence Berkeley National Laboratory | http://eetd.lbl.gov/EA/emp/reports/lbnl-2674e.pdf | Y | 2009 | 13 | 15 | Figure 7 | Y | Numerical values provided by author.
Solar PV | Commercial: Systems ≥ 10 kW | U.S. | Installed Costs - Total | Y | 8.279 | $/WDC-STC | 2004 | 2008 | 2004 | Average - simple | 590 | Real data from up to 27 state or utility incentive programs in up to 16 states | Historical | Tracking the Sun II: The Installed Costs of Photovoltaics in the U.S. from 1998-2008 | Lawrence Berkeley National Laboratory | http://eetd.lbl.gov/EA/emp/reports/lbnl-2674e.pdf | Y | 2009 | 29 | 31 | Figure 22 | Y | Numerical values provided by author.
Solar PV | Residential: Systems < 10 kW | U.S. | Installed Costs - Total | Y | 8.2868 | $/WDC-STC | 2005 | 2008 | 2005 | Average - simple | 4479 | Real data from up to 27 state or utility incentive programs in up to 16 states | Historical | Tracking the Sun II: The Installed Costs of Photovoltaics in the U.S. from 1998-2008 | Lawrence Berkeley National Laboratory | http://eetd.lbl.gov/EA/emp/reports/lbnl-2674e.pdf | Y | 2009 | 29 | 31 | Figure 21 | Y | Numerical values provided by author.
Solar PV |  | U.S. | Installed Costs - Total | Y | 8.2874 | $/WDC-STC | 2004 | 2008 | 2004 | Average - capacity-weighted | 5527 | Real data from up to 27 state or utility incentive programs in up to 16 states | Historical | Tracking the Sun II: The Installed Costs of Photovoltaics in the U.S. from 1998-2008 | Lawrence Berkeley National Laboratory | http://eetd.lbl.gov/EA/emp/reports/lbnl-2674e.pdf | Y | 2009 | 10 | 12 | Figure 4 | Y | Numerical values provided by author.
Solar PV |  | U.S. | Installed Costs - Total | Y | 8.2874 | $/WDC-STC | 2004 | 2008 | 2004 | Average - capacity-weighted | 5527 | Real data from up to 27 state or utility incentive programs in up to 16 states | Historical | Tracking the Sun II: The Installed Costs of Photovoltaics in the U.S. from 1998-2008 | Lawrence Berkeley National Laboratory | http://eetd.lbl.gov/EA/emp/reports/lbnl-2674e.pdf | Y | 2009 | 12 | 14 | Figure 6 | Y | Numerical values provided by author.
Solar PV | 10 kW ≤ Systems ≤ 100 kW | U.S. | Installed Costs - Total | Y | 8.2962 | $/WDC-STC | 2004 | 2008 | 2004 | Average - simple | Unspecified | Real data from up to 27 state or utility incentive programs in up to 16 states | Historical | Tracking the Sun II: The Installed Costs of Photovoltaics in the U.S. from 1998-2008 | Lawrence Berkeley National Laboratory | http://eetd.lbl.gov/EA/emp/reports/lbnl-2674e.pdf | Y | 2009 | 13 | 15 | Figure 7 | Y | Numerical values provided by author.
Solar PV | New residential construction - BIPV | U.S. | Installed Costs - Total | Y | 8.3 | $/WDC-STC | 2008 | 2008 | 2008 | Average - simple | Unspecified | Real data from up to 27 state or utility incentive programs in up to 16 states | Historical | Tracking the Sun II: The Installed Costs of Photovoltaics in the U.S. from 1998-2008 | Lawrence Berkeley National Laboratory | http://eetd.lbl.gov/EA/emp/reports/lbnl-2674e.pdf | Y | 2009 | 2 | 4 |  | Y | Assume simple average
Solar PV | 1 kW ≤ Systems ≤ 3 kW; New Contruction; BIPV | CA, NJ | Installed Costs - Total | Y | 8.3 | $/WDC-STC | 2008 | 2008 | 2008 | Average - simple | 359 | California CSI; NSHP; ERP Programs | Historical | Tracking the Sun II: The Installed Costs of Photovoltaics in the U.S. from 1998-2008 | Lawrence Berkeley National Laboratory | http://eetd.lbl.gov/EA/emp/reports/lbnl-2674e.pdf | Y | 2009 | 21 | 23 | Figure 16 | Y
Solar PV | Systems ≤ 10 kW; projects installed in 2009 through 9/15/2009 | CA | Installed Costs - Total | Y | 8.3 | $/WDC-STC | 2009 | 2008 | 2009 | Average - simple | Unspecified | CPUC California Solar Initiative | Historical | Tracking the Sun II: The Installed Costs of Photovoltaics in the U.S. from 1998-2008 | Lawrence Berkeley National Laboratory | http://eetd.lbl.gov/EA/emp/reports/lbnl-2674e.pdf | Y | 2009 | 11 | 13 | Figure 5 | Y | Numerical values provided by author.
Solar PV | Systems ≤ 10 kW; projects installed in 2009 through 8/31/2009 | NJ | Installed Costs - Total | Y | 8.3 | $/WDC-STC | 2009 | 2008 | 2009 | Average - simple | Unspecified | CORE Program; SREC-Only Pilot; Renewable Incentive Program; SREC Registration Program | Historical | Tracking the Sun II: The Installed Costs of Photovoltaics in the U.S. from 1998-2008 | Lawrence Berkeley National Laboratory | http://eetd.lbl.gov/EA/emp/reports/lbnl-2674e.pdf | Y | 2009 | 11 | 13 | Figure 5 | Y | Numerical values provided by author.
Solar PV |  | CO | Installed Costs - Total | Y | 8.3 | $/WDC-STC | 2008 | 2008 | 2008 | Average - capacity-weighted | 16 | Governor's Energy Office Solar Rebate Program | Historical | Tracking the Sun II: The Installed Costs of Photovoltaics in the U.S. from 1998-2008 | Lawrence Berkeley National Laboratory | http://eetd.lbl.gov/EA/emp/reports/lbnl-2674e.pdf | Y | 2009 | 19 | 21 | Table 4 | Y
Solar PV |  | OR | Installed Costs - Total | Y | 8.3 | $/WDC-STC | 2003-2008 | 2008 | 2003-2008 | Average - capacity-weighted | 878 | ETO Solar Electric Program | Historical | Tracking the Sun II: The Installed Costs of Photovoltaics in the U.S. from 1998-2008 | Lawrence Berkeley National Laboratory | http://eetd.lbl.gov/EA/emp/reports/lbnl-2674e.pdf | Y | 2009 | 19 | 21 | Table 4 | Y
Solar PV |  | CO | Installed Costs - Total | Y | 8.3 | $/WDC-STC | 2008 | 2008 | 2008 | Average - capacity-weighted | 16 | Governor's Energy Office Solar Rebate Program | Historical | Tracking the Sun II: The Installed Costs of Photovoltaics in the U.S. from 1998-2008 | Lawrence Berkeley National Laboratory | http://eetd.lbl.gov/EA/emp/reports/lbnl-2674e.pdf | Y | 2009 | 19 | 21 | Table 4 | Y
Solar PV | Systems < 10 kW | CO | Installed Costs - Total | Y | 8.3 | $/WDC-STC | 2008 | 2008 | 2008 | Average - simple | 16 | Governor's Energy Office Solar Rebate Program | Historical | Tracking the Sun II: The Installed Costs of Photovoltaics in the U.S. from 1998-2008 | Lawrence Berkeley National Laboratory | http://eetd.lbl.gov/EA/emp/reports/lbnl-2674e.pdf | Y | 2009 | 19 | 21 | Table 4 | Y
Solar PV | 10 kW ≤ Systems ≤ 100 kW | CT | Installed Costs - Total | Y | 8.3 | $/WDC-STC | 2008 | 2008 | 2008 | Average - simple | 49 | CCEF Onsite Renewable DG Program; CCEF Solar PV Program | Historical | Tracking the Sun II: The Installed Costs of Photovoltaics in the U.S. from 1998-2008 | Lawrence Berkeley National Laboratory | http://eetd.lbl.gov/EA/emp/reports/lbnl-2674e.pdf | Y | 2009 | 19 | 21 | Table 4 | Y
Solar PV | 10 kW ≤ Systems ≤ 100 kW | NJ | Installed Costs - Total | Y | 8.3 | $/WDC-STC | 2008 | 2008 | 2008 | Average - simple | 132 | NJCEP Customer Onsite Renewable Energy Program; NJCEP Solar Renewable Energy Credit Program | Historical | Tracking the Sun II: The Installed Costs of Photovoltaics in the U.S. from 1998-2008 | Lawrence Berkeley National Laboratory | http://eetd.lbl.gov/EA/emp/reports/lbnl-2674e.pdf | Y | 2009 | 19 | 21 | Table 4 | Y
Solar PV |  | U.S. | Installed Costs - Total | Y | 8.3698 | $/WDC-STC | 2003 | 2008 | 2003 | Average - capacity-weighted | 3526 | Real data from up to 27 state or utility incentive programs in up to 16 states | Historical | Tracking the Sun II: The Installed Costs of Photovoltaics in the U.S. from 1998-2008 | Lawrence Berkeley National Laboratory | http://eetd.lbl.gov/EA/emp/reports/lbnl-2674e.pdf | Y | 2009 | 10 | 12 | Figure 4 | Y | Numerical values provided by author.
Solar PV |  | U.S. | Installed Costs - Total | Y | 8.3698 | $/WDC-STC | 2003 | 2008 | 2003 | Average - capacity-weighted | 3526 | Real data from up to 27 state or utility incentive programs in up to 16 states | Historical | Tracking the Sun II: The Installed Costs of Photovoltaics in the U.S. from 1998-2008 | Lawrence Berkeley National Laboratory | http://eetd.lbl.gov/EA/emp/reports/lbnl-2674e.pdf | Y | 2009 | 12 | 14 | Figure 6 | Y | Numerical values provided by author.
Solar PV |  | U.S. | Installed Costs - Total | Y | 8.3855 | $/WDC-STC | 2006 | 2008 | 2006 | Average - simple | 8677 | Real data from up to 27 state or utility incentive programs in up to 16 states | Historical | Tracking the Sun II: The Installed Costs of Photovoltaics in the U.S. from 1998-2008 | Lawrence Berkeley National Laboratory | http://eetd.lbl.gov/EA/emp/reports/lbnl-2674e.pdf | Y | 2009 | 10 | 12 | Figure 4 | Y | Numerical values provided by author.
Solar PV | 2 kW ≤ Systems < 5 kW | U.S. | Installed Costs - Total | Y | 8.3886 | $/WDC-STC | 2008 | 2008 | 2008 | Average - simple | 6388 | Real data from up to 27 state or utility incentive programs in up to 16 states | Historical | Tracking the Sun II: The Installed Costs of Photovoltaics in the U.S. from 1998-2008 | Lawrence Berkeley National Laboratory | http://eetd.lbl.gov/EA/emp/reports/lbnl-2674e.pdf | Y | 2009 | 15 | 17 | Figure 10 | Y | Numerical values provided by author.
Solar PV | Public; 5 kW ≤ Systems < 10 kW | U.S. | Installed Costs - Total | Y | 8.4 | $/WDC-STC | 2008 | 2008 | 2008 | Average - simple | 19 | Real data from up to 27 state or utility incentive programs in up to 16 states | Historical | Tracking the Sun II: The Installed Costs of Photovoltaics in the U.S. from 1998-2008 | Lawrence Berkeley National Laboratory | http://eetd.lbl.gov/EA/emp/reports/lbnl-2674e.pdf | Y | 2009 | 20 | 22 | Figure 15 | Y
Solar PV | Non-Profit; 5 kW ≤ Systems < 10 kW | U.S. | Installed Costs - Total | Y | 8.4 | $/WDC-STC | 2008 | 2008 | 2008 | Average - simple | 23 | Real data from up to 27 state or utility incentive programs in up to 16 states | Historical | Tracking the Sun II: The Installed Costs of Photovoltaics in the U.S. from 1998-2008 | Lawrence Berkeley National Laboratory | http://eetd.lbl.gov/EA/emp/reports/lbnl-2674e.pdf | Y | 2009 | 20 | 22 | Figure 15 | Y
Solar PV | 10 kW < Systems ≤ 100 kW; Fixed; Rack-Mounted | U.S. | Installed Costs - Total | Y | 8.4 | $/WDC-STC | 2008 | 2008 | 2008 | Average - simple | 142 | Real data from up to 27 state or utility incentive programs in up to 16 states | Historical | Tracking the Sun II: The Installed Costs of Photovoltaics in the U.S. from 1998-2008 | Lawrence Berkeley National Laboratory | http://eetd.lbl.gov/EA/emp/reports/lbnl-2674e.pdf | Y | 2009 | 23 | 25 | Figure 18 | Y
Solar PV |  | OR | Installed Costs - Total | Y | 8.4 | $/WDC-STC | 2008 | 2008 | 2008 | Average - capacity-weighted | 248 | ETO Solar Electric Program | Historical | Tracking the Sun II: The Installed Costs of Photovoltaics in the U.S. from 1998-2008 | Lawrence Berkeley National Laboratory | http://eetd.lbl.gov/EA/emp/reports/lbnl-2674e.pdf | Y | 2009 | 19 | 21 | Table 4 | Y
Solar PV | Residential: Systems < 10 kW | U.S. | Installed Costs - Total | Y | 8.4283 | $/WDC-STC | 2006 | 2008 | 2006 | Average - simple | 7613 | Real data from up to 27 state or utility incentive programs in up to 16 states | Historical | Tracking the Sun II: The Installed Costs of Photovoltaics in the U.S. from 1998-2008 | Lawrence Berkeley National Laboratory | http://eetd.lbl.gov/EA/emp/reports/lbnl-2674e.pdf | Y | 2009 | 29 | 31 | Figure 21 | Y | Numerical values provided by author.
Solar PV | Residential: Systems < 10 kW | U.S. | Installed Costs - Total | Y | 8.4574 | $/WDC-STC | 1999 | 2008 | 1999 | Average - simple | 169 | Real data from up to 27 state or utility incentive programs in up to 16 states | Historical | Tracking the Sun II: The Installed Costs of Photovoltaics in the U.S. from 1998-2008 | Lawrence Berkeley National Laboratory | http://eetd.lbl.gov/EA/emp/reports/lbnl-2674e.pdf | Y | 2009 | 29 | 31 | Figure 21 | Y | Numerical values provided by author.
Solar PV | Residential: Systems < 10 kW | U.S. | Installed Costs - Total | N | 8.4574 | $/WDC-STC | 1999 | 2008 | 1999 | Average - simple | 169 | Real data from up to 27 state or utility incentive programs in up to 16 states | Historical | Tracking the Sun II: The Installed Costs of Photovoltaics in the U.S. from 1998-2008 | Lawrence Berkeley National Laboratory | http://eetd.lbl.gov/EA/emp/reports/lbnl-2674e.pdf | Y | 2009 | 29 | 31 | Figure 21 | Y | Numerical values provided by author.
Solar PV | Systems < 5 kW | U.S. | Installed Costs - Total | Y | 8.468 | $/WDC-STC | 2005 | 2008 | 2005 | Average - simple | Unspecified | Real data from up to 27 state or utility incentive programs in up to 16 states | Historical | Tracking the Sun II: The Installed Costs of Photovoltaics in the U.S. from 1998-2008 | Lawrence Berkeley National Laboratory | http://eetd.lbl.gov/EA/emp/reports/lbnl-2674e.pdf | Y | 2009 | 13 | 15 | Figure 7 | Y | Numerical values provided by author.
Solar PV |  | U.S. | Installed Costs - Total | Y | 8.4736 | $/WDC-STC | 2007 | 2008 | 2007 | Average - simple | 12103 | Real data from up to 27 state or utility incentive programs in up to 16 states | Historical | Tracking the Sun II: The Installed Costs of Photovoltaics in the U.S. from 1998-2008 | Lawrence Berkeley National Laboratory | http://eetd.lbl.gov/EA/emp/reports/lbnl-2674e.pdf | Y | 2009 | 10 | 12 | Figure 4 | Y | Numerical values provided by author.
Solar PV | Systems < 5 kW | U.S. | Installed Costs - Total | Y | 8.4755 | $/WDC-STC | 2008 | 2008 | 2008 | Average - simple | Unspecified | Real data from up to 27 state or utility incentive programs in up to 16 states | Historical | Tracking the Sun II: The Installed Costs of Photovoltaics in the U.S. from 1998-2008 | Lawrence Berkeley National Laboratory | http://eetd.lbl.gov/EA/emp/reports/lbnl-2674e.pdf | Y | 2009 | 13 | 15 | Figure 7 | Y | Numerical values provided by author.
Solar PV | Residential: Systems < 10 kW | U.S. | Installed Costs - Total | Y | 8.4986 | $/WDC-STC | 2007 | 2008 | 2007 | Average - simple | 1087 | Real data from up to 27 state or utility incentive programs in up to 16 states | Historical | Tracking the Sun II: The Installed Costs of Photovoltaics in the U.S. from 1998-2008 | Lawrence Berkeley National Laboratory | http://eetd.lbl.gov/EA/emp/reports/lbnl-2674e.pdf | Y | 2009 | 29 | 31 | Figure 21 | Y | Numerical values provided by author.
Solar PV | Systems ≤ 5 kW | U.S. | Installed Costs - Total | Y | 8.5 | $/WDC-STC | 2008 | 2008 | 2008 | Average - simple | Unspecified | Real data from up to 27 state or utility incentive programs in up to 16 states | Historical | Tracking the Sun II: The Installed Costs of Photovoltaics in the U.S. from 1998-2008 | Lawrence Berkeley National Laboratory | http://eetd.lbl.gov/EA/emp/reports/lbnl-2674e.pdf | Y | 2009 | 1 | 3 |  | Y | Assume simple average
Solar PV | Systems ≤ 10 kW; Thin Film; Rack-Mounted | U.S. | Installed Costs - Total | Y | 8.5 | $/WDC-STC | 2008 | 2008 | 2008 | Average - simple | 22 | Real data from up to 27 state or utility incentive programs in up to 16 states | Historical | Tracking the Sun II: The Installed Costs of Photovoltaics in the U.S. from 1998-2008 | Lawrence Berkeley National Laboratory | http://eetd.lbl.gov/EA/emp/reports/lbnl-2674e.pdf | Y | 2009 | 22 | 24 | Figure 17 | Y
Solar PV |  | U.S. | Installed Costs - Total | Y | 8.5658 | $/WDC-STC | 2004 | 2008 | 2004 | Average - simple | 5527 | Real data from up to 27 state or utility incentive programs in up to 16 states | Historical | Tracking the Sun II: The Installed Costs of Photovoltaics in the U.S. from 1998-2008 | Lawrence Berkeley National Laboratory | http://eetd.lbl.gov/EA/emp/reports/lbnl-2674e.pdf | Y | 2009 | 10 | 12 | Figure 4 | Y | Numerical values provided by author.
Solar PV | Residential: Systems < 10 kW | U.S. | Installed Costs - Total | Y | 8.5892 | $/WDC-STC | 2004 | 2008 | 2004 | Average - simple | 4905 | Real data from up to 27 state or utility incentive programs in up to 16 states | Historical | Tracking the Sun II: The Installed Costs of Photovoltaics in the U.S. from 1998-2008 | Lawrence Berkeley National Laboratory | http://eetd.lbl.gov/EA/emp/reports/lbnl-2674e.pdf | Y | 2009 | 29 | 31 | Figure 21 | Y | Numerical values provided by author.
Solar PV | Commercial; 5 kW ≤ Systems < 10 kW | U.S. | Installed Costs - Total | Y | 8.6 | $/WDC-STC | 2008 | 2008 | 2008 | Average - simple | 246 | Real data from up to 27 state or utility incentive programs in up to 16 states | Historical | Tracking the Sun II: The Installed Costs of Photovoltaics in the U.S. from 1998-2008 | Lawrence Berkeley National Laboratory | http://eetd.lbl.gov/EA/emp/reports/lbnl-2674e.pdf | Y | 2009 | 20 | 22 | Figure 15 | Y
Solar PV | Public; 10 kW ≤ Systems ≤ 100 kW | U.S. | Installed Costs - Total | Y | 8.6 | $/WDC-STC | 2008 | 2008 | 2008 | Average - simple | 59 | Real data from up to 27 state or utility incentive programs in up to 16 states | Historical | Tracking the Sun II: The Installed Costs of Photovoltaics in the U.S. from 1998-2008 | Lawrence Berkeley National Laboratory | http://eetd.lbl.gov/EA/emp/reports/lbnl-2674e.pdf | Y | 2009 | 20 | 22 | Figure 15 | Y
Solar PV |  | NY | Installed Costs - Total | Y | 8.6 | $/WDC-STC | 2008 | 2008 | 2008 | Average - capacity-weighted | 401 | NYSERDA | Historical | Tracking the Sun II: The Installed Costs of Photovoltaics in the U.S. from 1998-2008 | Lawrence Berkeley National Laboratory | http://eetd.lbl.gov/EA/emp/reports/lbnl-2674e.pdf | Y | 2009 | 19 | 21 | Table 4 | Y
Solar PV | Systems < 10 kW | CT | Installed Costs - Total | Y | 8.6 | $/WDC-STC | 2008 | 2008 | 2008 | Average - simple | 249 | CCEF Onsite Renewable DG Program; CCEF Solar PV Program | Historical | Tracking the Sun II: The Installed Costs of Photovoltaics in the U.S. from 1998-2008 | Lawrence Berkeley National Laboratory | http://eetd.lbl.gov/EA/emp/reports/lbnl-2674e.pdf | Y | 2009 | 19 | 21 | Table 4 | Y
Solar PV | 10 kW ≤ Systems ≤ 100 kW | WI | Installed Costs - Total | Y | 8.6 | $/WDC-STC | 2008 | 2008 | 2008 | Average - simple | 20 | Focus on Energy Renewable Energy Cash-Back Rewards Program | Historical | Tracking the Sun II: The Installed Costs of Photovoltaics in the U.S. from 1998-2008 | Lawrence Berkeley National Laboratory | http://eetd.lbl.gov/EA/emp/reports/lbnl-2674e.pdf | Y | 2009 | 19 | 21 | Table 4 | Y
Solar PV | Systems < 5 kW | U.S. | Installed Costs - Total | Y | 8.6403 | $/WDC-STC | 2006 | 2008 | 2006 | Average - simple | Unspecified | Real data from up to 27 state or utility incentive programs in up to 16 states | Historical | Tracking the Sun II: The Installed Costs of Photovoltaics in the U.S. from 1998-2008 | Lawrence Berkeley National Laboratory | http://eetd.lbl.gov/EA/emp/reports/lbnl-2674e.pdf | Y | 2009 | 13 | 15 | Figure 7 | Y | Numerical values provided by author.
Solar PV | Systems ≤ 10 kW | MA | Installed Costs - Total | Y | 8.6415 | $/WDC-STC | 2008 | 2008 | 2008 | Average - simple | 296 | MTC Small Renewables Initiative | Historical | Tracking the Sun II: The Installed Costs of Photovoltaics in the U.S. from 1998-2008 | Lawrence Berkeley National Laboratory | http://eetd.lbl.gov/EA/emp/reports/lbnl-2674e.pdf | Y | 2009 | 19 | 21 | Figure 14 | Y | Numerical values provided by author.
Solar PV | Systems ≤ 10 kW | CT | Installed Costs - Total | Y | 8.6495 | $/WDC-STC | 2008 | 2008 | 2008 | Average - simple | 249 | CCEF Onsite Renewable DG Program; CCEF Solar PV Program | Historical | Tracking the Sun II: The Installed Costs of Photovoltaics in the U.S. from 1998-2008 | Lawrence Berkeley National Laboratory | http://eetd.lbl.gov/EA/emp/reports/lbnl-2674e.pdf | Y | 2009 | 19 | 21 | Figure 14 | Y | Numerical values provided by author.
Solar PV | Systems ≤ 10 kW | CT | Installed Costs - Total | Y | 8.6495 | $/WDC-STC | 2008 | 2008 | 2008 | Average - simple | 249 | CCEF Onsite Renewable DG Program; CCEF Solar PV Program | Historical | Tracking the Sun II: The Installed Costs of Photovoltaics in the U.S. from 1998-2008 | Lawrence Berkeley National Laboratory | http://eetd.lbl.gov/EA/emp/reports/lbnl-2674e.pdf | Y | 2009 | 19 | 21 | Figure 14 | Y | Numerical values provided by author.
Solar PV | Commercial: Systems ≥ 10 kW | U.S. | Installed Costs - Total | Y | 8.6513 | $/WDC-STC | 1999 | 2008 | 1999 | Average - simple | 11 | Real data from up to 27 state or utility incentive programs in up to 16 states | Historical | Tracking the Sun II: The Installed Costs of Photovoltaics in the U.S. from 1998-2008 | Lawrence Berkeley National Laboratory | http://eetd.lbl.gov/EA/emp/reports/lbnl-2674e.pdf | Y | 2009 | 29 | 31 | Figure 22 | Y | Numerical values provided by author.
Solar PV | Systems < 5 kW | U.S. | Installed Costs - Total | Y | 8.6602 | $/WDC-STC | 2007 | 2008 | 2007 | Average - simple | Unspecified | Real data from up to 27 state or utility incentive programs in up to 16 states | Historical | Tracking the Sun II: The Installed Costs of Photovoltaics in the U.S. from 1998-2008 | Lawrence Berkeley National Laboratory | http://eetd.lbl.gov/EA/emp/reports/lbnl-2674e.pdf | Y | 2009 | 13 | 15 | Figure 7 | Y | Numerical values provided by author.
Solar PV | Systems ≤ 10 kW | MA | Installed Costs - Total | Y | 8.669 | $/WDC-STC | 2008 | 2008 | 2008 | Average - simple | 296 | MTC Small Renewables Initiative | Historical | Tracking the Sun II: The Installed Costs of Photovoltaics in the U.S. from 1998-2008 | Lawrence Berkeley National Laboratory | http://eetd.lbl.gov/EA/emp/reports/lbnl-2674e.pdf | Y | 2009 | 19 | 21 | Figure 14 | Y | Numerical values provided by author.
Solar PV | Systems ≤ 10 kW | NJ | Installed Costs - Total | Y | 8.6941 | $/WDC-STC | 2008 | 2008 | 2008 | Average - simple | 690 | NJCEP Customer Onsite Renewable Energy Program; NJCEP Solar Renewable Energy Credit Program | Historical | Tracking the Sun II: The Installed Costs of Photovoltaics in the U.S. from 1998-2008 | Lawrence Berkeley National Laboratory | http://eetd.lbl.gov/EA/emp/reports/lbnl-2674e.pdf | Y | 2009 | 19 | 21 | Figure 14 | Y | Numerical values provided by author.
Solar PV | Systems ≤ 10 kW | NJ | Installed Costs - Total | Y | 8.6941 | $/WDC-STC | 2008 | 2008 | 2008 | Average - simple | 690 | NJCEP Customer Onsite Renewable Energy Program; NJCEP Solar Renewable Energy Credit Program | Historical | Tracking the Sun II: The Installed Costs of Photovoltaics in the U.S. from 1998-2008 | Lawrence Berkeley National Laboratory | http://eetd.lbl.gov/EA/emp/reports/lbnl-2674e.pdf | Y | 2009 | 19 | 21 | Figure 14 | Y | Numerical values provided by author.
Solar PV | 1 kW ≤ Systems ≤ 3 kW; Retrofit | CA, NJ | Installed Costs - Total | Y | 8.7 | $/WDC-STC | 2008 | 2008 | 2008 | Average - simple | 1505 | California CSI; NSHP; ERP Programs | Historical | Tracking the Sun II: The Installed Costs of Photovoltaics in the U.S. from 1998-2008 | Lawrence Berkeley National Laboratory | http://eetd.lbl.gov/EA/emp/reports/lbnl-2674e.pdf | Y | 2009 | 21 | 23 | Figure 16 | Y
Solar PV | 1 kW ≤ Systems ≤ 3 kW; Retrofit; Rack-Mounted | CA, NJ | Installed Costs - Total | Y | 8.7 | $/WDC-STC | 2008 | 2008 | 2008 | Average - simple | 1459 | California CSI; NSHP; ERP Programs | Historical | Tracking the Sun II: The Installed Costs of Photovoltaics in the U.S. from 1998-2008 | Lawrence Berkeley National Laboratory | http://eetd.lbl.gov/EA/emp/reports/lbnl-2674e.pdf | Y | 2009 | 21 | 23 | Figure 16 | Y
Solar PV | Systems ≤ 10 kW | NJ | Installed Costs - Total | Y | 8.7 | $/WDC-STC | 2008 | 2008 | 2008 | Average - simple | Unspecified | CORE Program; SREC-Only Pilot; Renewable Incentive Program; SREC Registration Program | Historical | Tracking the Sun II: The Installed Costs of Photovoltaics in the U.S. from 1998-2008 | Lawrence Berkeley National Laboratory | http://eetd.lbl.gov/EA/emp/reports/lbnl-2674e.pdf | Y | 2009 | 11 | 13 | Figure 5 | Y | Numerical values provided by author.
Solar PV |  | VT | Installed Costs - Total | Y | 8.7 | $/WDC-STC | 2004-2008 | 2008 | 2004-2008 | Average - capacity-weighted | 225 | RERC Small Scale Renewable Energy Incentive Program | Historical | Tracking the Sun II: The Installed Costs of Photovoltaics in the U.S. from 1998-2008 | Lawrence Berkeley National Laboratory | http://eetd.lbl.gov/EA/emp/reports/lbnl-2674e.pdf | Y | 2009 | 19 | 21 | Table 4 | Y
Solar PV | Systems < 10 kW | MA | Installed Costs - Total | Y | 8.7 | $/WDC-STC | 2008 | 2008 | 2008 | Average - simple | 296 | MTC Small Renewables Initiative | Historical | Tracking the Sun II: The Installed Costs of Photovoltaics in the U.S. from 1998-2008 | Lawrence Berkeley National Laboratory | http://eetd.lbl.gov/EA/emp/reports/lbnl-2674e.pdf | Y | 2009 | 19 | 21 | Table 4 | Y
Solar PV | Systems < 10 kW | NJ | Installed Costs - Total | Y | 8.7 | $/WDC-STC | 2008 | 2008 | 2008 | Average - simple | 690 | NJCEP Customer Onsite Renewable Energy Program; NJCEP Solar Renewable Energy Credit Program | Historical | Tracking the Sun II: The Installed Costs of Photovoltaics in the U.S. from 1998-2008 | Lawrence Berkeley National Laboratory | http://eetd.lbl.gov/EA/emp/reports/lbnl-2674e.pdf | Y | 2009 | 19 | 21 | Table 4 | Y
Solar PV | Systems < 10 kW | NY | Installed Costs - Total | Y | 8.7 | $/WDC-STC | 2008 | 2008 | 2008 | Average - simple | 356 | NYSERDA | Historical | Tracking the Sun II: The Installed Costs of Photovoltaics in the U.S. from 1998-2008 | Lawrence Berkeley National Laboratory | http://eetd.lbl.gov/EA/emp/reports/lbnl-2674e.pdf | Y | 2009 | 19 | 21 | Table 4 | Y
Solar PV | Systems < 10 kW | OR | Installed Costs - Total | Y | 8.7 | $/WDC-STC | 2008 | 2008 | 2008 | Average - simple | 201 | ETO Solar Electric Program | Historical | Tracking the Sun II: The Installed Costs of Photovoltaics in the U.S. from 1998-2008 | Lawrence Berkeley National Laboratory | http://eetd.lbl.gov/EA/emp/reports/lbnl-2674e.pdf | Y | 2009 | 19 | 21 | Table 4 | Y
Solar PV | 10 kW ≤ Systems ≤ 100 kW | MA | Installed Costs - Total | Y | 8.7 | $/WDC-STC | 2008 | 2008 | 2008 | Average - simple | 34 | MTC Small Renewables Initiative | Historical | Tracking the Sun II: The Installed Costs of Photovoltaics in the U.S. from 1998-2008 | Lawrence Berkeley National Laboratory | http://eetd.lbl.gov/EA/emp/reports/lbnl-2674e.pdf | Y | 2009 | 19 | 21 | Table 4 | Y
Solar PV | Systems ≤ 10 kW | NY | Installed Costs - Total | Y | 8.7259 | $/WDC-STC | 2008 | 2008 | 2008 | Average - simple | 356 | NYSERDA | Historical | Tracking the Sun II: The Installed Costs of Photovoltaics in the U.S. from 1998-2008 | Lawrence Berkeley National Laboratory | http://eetd.lbl.gov/EA/emp/reports/lbnl-2674e.pdf | Y | 2009 | 19 | 21 | Figure 14 | Y | Numerical values provided by author.
Solar PV | Commercial: Systems ≥ 10 kW | U.S. | Installed Costs - Total | Y | 8.7315 | $/WDC-STC | 2003 | 2008 | 2003 | Average - simple | 374 | Real data from up to 27 state or utility incentive programs in up to 16 states | Historical | Tracking the Sun II: The Installed Costs of Photovoltaics in the U.S. from 1998-2008 | Lawrence Berkeley National Laboratory | http://eetd.lbl.gov/EA/emp/reports/lbnl-2674e.pdf | Y | 2009 | 29 | 31 | Figure 22 | Y | Numerical values provided by author.
Solar PV | Systems ≤ 10 kW | NY | Installed Costs - Total | Y | 8.7406 | $/WDC-STC | 2008 | 2008 | 2008 | Average - simple | 356 | NYSERDA | Historical | Tracking the Sun II: The Installed Costs of Photovoltaics in the U.S. from 1998-2008 | Lawrence Berkeley National Laboratory | http://eetd.lbl.gov/EA/emp/reports/lbnl-2674e.pdf | Y | 2009 | 19 | 21 | Figure 14 | Y | Numerical values provided by author.
Solar PV | Systems ≤ 10 kW | OR | Installed Costs - Total | Y | 8.7477 | $/WDC-STC | 2008 | 2008 | 2008 | Average - simple | 201 | ETO Solar Electric Program | Historical | Tracking the Sun II: The Installed Costs of Photovoltaics in the U.S. from 1998-2008 | Lawrence Berkeley National Laboratory | http://eetd.lbl.gov/EA/emp/reports/lbnl-2674e.pdf | Y | 2009 | 19 | 21 | Figure 14 | Y | Numerical values provided by author.
Solar PV | Systems ≤ 10 kW | OR | Installed Costs - Total | Y | 8.7477 | $/WDC-STC | 2008 | 2008 | 2008 | Average - simple | 201 | ETO Solar Electric Program | Historical | Tracking the Sun II: The Installed Costs of Photovoltaics in the U.S. from 1998-2008 | Lawrence Berkeley National Laboratory | http://eetd.lbl.gov/EA/emp/reports/lbnl-2674e.pdf | Y | 2009 | 19 | 21 | Figure 14 | Y | Numerical values provided by author.
Solar PV | Systems < 5 kW | U.S. | Installed Costs - Total | Y | 8.752 | $/WDC-STC | 2004 | 2008 | 2004 | Average - simple | Unspecified | Real data from up to 27 state or utility incentive programs in up to 16 states | Historical | Tracking the Sun II: The Installed Costs of Photovoltaics in the U.S. from 1998-2008 | Lawrence Berkeley National Laboratory | http://eetd.lbl.gov/EA/emp/reports/lbnl-2674e.pdf | Y | 2009 | 13 | 15 | Figure 7 | Y | Numerical values provided by author.
Solar PV | Systems ≤ 10 kW; Fixed; Rack-Mounted | U.S. | Installed Costs - Total | Y | 8.8 | $/WDC-STC | 2008 | 2008 | 2008 | Average - simple | 1199 | Real data from up to 27 state or utility incentive programs in up to 16 states | Historical | Tracking the Sun II: The Installed Costs of Photovoltaics in the U.S. from 1998-2008 | Lawrence Berkeley National Laboratory | http://eetd.lbl.gov/EA/emp/reports/lbnl-2674e.pdf | Y | 2009 | 23 | 25 | Figure 18 | Y
Solar PV |  | NV | Installed Costs - Total | Y | 8.8 | $/WDC-STC | 2008 | 2008 | 2008 | Average - capacity-weighted | 145 | NPC/SPPC RenewableGenerations Rebate Program | Historical | Tracking the Sun II: The Installed Costs of Photovoltaics in the U.S. from 1998-2008 | Lawrence Berkeley National Laboratory | http://eetd.lbl.gov/EA/emp/reports/lbnl-2674e.pdf | Y | 2009 | 19 | 21 | Table 4 | Y
Solar PV | 10 kW ≤ Systems ≤ 100 kW | NY | Installed Costs - Total | Y | 8.8 | $/WDC-STC | 2008 | 2008 | 2008 | Average - simple | 45 | NYSERDA | Historical | Tracking the Sun II: The Installed Costs of Photovoltaics in the U.S. from 1998-2008 | Lawrence Berkeley National Laboratory | http://eetd.lbl.gov/EA/emp/reports/lbnl-2674e.pdf | Y | 2009 | 19 | 21 | Table 4 | Y
Solar PV | 10 kW ≤ Systems ≤ 100 kW | VT | Installed Costs - Total | Y | 8.8 | $/WDC-STC | 2008 | 2008 | 2008 | Average - simple | 5 | RERC Small Scale Renewable Energy Incentive Program | Historical | Tracking the Sun II: The Installed Costs of Photovoltaics in the U.S. from 1998-2008 | Lawrence Berkeley National Laboratory | http://eetd.lbl.gov/EA/emp/reports/lbnl-2674e.pdf | Y | 2009 | 19 | 21 | Table 4 | Y
Solar PV | 10 kW ≤ Systems ≤ 100 kW | U.S. | Installed Costs - Total | Y | 8.8069 | $/WDC-STC | 2003 | 2008 | 2003 | Average - simple | Unspecified | Real data from up to 27 state or utility incentive programs in up to 16 states | Historical | Tracking the Sun II: The Installed Costs of Photovoltaics in the U.S. from 1998-2008 | Lawrence Berkeley National Laboratory | http://eetd.lbl.gov/EA/emp/reports/lbnl-2674e.pdf | Y | 2009 | 13 | 15 | Figure 7 | Y | Numerical values provided by author.
Solar PV | Commercial: Systems ≥ 10 kW | U.S. | Installed Costs - Total | N | 8.8085 | $/WDC-STC | 1998 | 2008 | 1998 | Average - simple | 5 | Real data from up to 27 state or utility incentive programs in up to 16 states | Historical | Tracking the Sun II: The Installed Costs of Photovoltaics in the U.S. from 1998-2008 | Lawrence Berkeley National Laboratory | http://eetd.lbl.gov/EA/emp/reports/lbnl-2674e.pdf | Y | 2009 | 29 | 31 | Figure 22 | Y | Numerical values provided by author.
Solar PV | Systems ≤ 10 kW | NV | Installed Costs - Total | Y | 8.8093 | $/WDC-STC | 2008 | 2008 | 2008 | Average - simple | 141 | NPC/SPPC RenewableGenerations Rebate Program | Historical | Tracking the Sun II: The Installed Costs of Photovoltaics in the U.S. from 1998-2008 | Lawrence Berkeley National Laboratory | http://eetd.lbl.gov/EA/emp/reports/lbnl-2674e.pdf | Y | 2009 | 19 | 21 | Figure 14 | Y | Post-Sales Tax; Numerical values provided by author.
Solar PV | 10 kW < Systems ≤ 100 kW; Tracking; Rack-Mounted | U.S. | Installed Costs - Total | Y | 8.9 | $/WDC-STC | 2008 | 2008 | 2008 | Average - simple | 39 | Real data from up to 27 state or utility incentive programs in up to 16 states | Historical | Tracking the Sun II: The Installed Costs of Photovoltaics in the U.S. from 1998-2008 | Lawrence Berkeley National Laboratory | http://eetd.lbl.gov/EA/emp/reports/lbnl-2674e.pdf | Y | 2009 | 23 | 25 | Figure 18 | Y
Solar PV |  | MN | Installed Costs - Total | Y | 8.9 | $/WDC-STC | 2002-2008 | 2008 | 2002-2008 | Average - capacity-weighted | 145 | MSEO Solar Electric Rebate Program | Historical | Tracking the Sun II: The Installed Costs of Photovoltaics in the U.S. from 1998-2008 | Lawrence Berkeley National Laboratory | http://eetd.lbl.gov/EA/emp/reports/lbnl-2674e.pdf | Y | 2009 | 19 | 21 | Table 4 | Y
Solar PV |  | NY | Installed Costs - Total | Y | 8.9 | $/WDC-STC | 2003-2008 | 2008 | 2003-2008 | Average - capacity-weighted | 1158 | NYSERDA | Historical | Tracking the Sun II: The Installed Costs of Photovoltaics in the U.S. from 1998-2008 | Lawrence Berkeley National Laboratory | http://eetd.lbl.gov/EA/emp/reports/lbnl-2674e.pdf | Y | 2009 | 19 | 21 | Table 4 | Y
Solar PV |  | WI | Installed Costs - Total | Y | 8.9 | $/WDC-STC | 2002-2008 | 2008 | 2002-2008 | Average - capacity-weighted | 386 | Focus on Energy Renewable Energy Cash-Back Rewards Program | Historical | Tracking the Sun II: The Installed Costs of Photovoltaics in the U.S. from 1998-2008 | Lawrence Berkeley National Laboratory | http://eetd.lbl.gov/EA/emp/reports/lbnl-2674e.pdf | Y | 2009 | 19 | 21 | Table 4 | Y
Solar PV | Systems < 10 kW | WA | Installed Costs - Total | Y | 8.9 | $/WDC-STC | 2008 | 2008 | 2008 | Average - simple | 6 | Klickitat PUD Solar PV Rebate Program; Port Angeles Solar Energy System Rebate | Historical | Tracking the Sun II: The Installed Costs of Photovoltaics in the U.S. from 1998-2008 | Lawrence Berkeley National Laboratory | http://eetd.lbl.gov/EA/emp/reports/lbnl-2674e.pdf | Y | 2009 | 19 | 21 | Table 4 | Y
Solar PV |  | MD | Installed Costs - Total | Y | 9 | $/WDC-STC | 2008 | 2008 | 2008 | Average - capacity-weighted | 135 | MEA Solar Energy Grant Program | Historical | Tracking the Sun II: The Installed Costs of Photovoltaics in the U.S. from 1998-2008 | Lawrence Berkeley National Laboratory | http://eetd.lbl.gov/EA/emp/reports/lbnl-2674e.pdf | Y | 2009 | 19 | 21 | Table 4 | Y
Solar PV |  | WI | Installed Costs - Total | Y | 9 | $/WDC-STC | 2008 | 2008 | 2008 | Average - capacity-weighted | 145 | Focus on Energy Renewable Energy Cash-Back Rewards Program | Historical | Tracking the Sun II: The Installed Costs of Photovoltaics in the U.S. from 1998-2008 | Lawrence Berkeley National Laboratory | http://eetd.lbl.gov/EA/emp/reports/lbnl-2674e.pdf | Y | 2009 | 19 | 21 | Table 4 | Y
Solar PV | Residential: Systems < 10 kW | U.S. | Installed Costs - Total | Y | 9.0069 | $/WDC-STC | 1998 | 2008 | 1998 | Average - simple | 34 | Real data from up to 27 state or utility incentive programs in up to 16 states | Historical | Tracking the Sun II: The Installed Costs of Photovoltaics in the U.S. from 1998-2008 | Lawrence Berkeley National Laboratory | http://eetd.lbl.gov/EA/emp/reports/lbnl-2674e.pdf | Y | 2009 | 29 | 31 | Figure 21 | Y | Numerical values provided by author.
Solar PV | Residential: Systems < 10 kW | U.S. | Installed Costs - Total | N | 9.0069 | $/WDC-STC | 1998 | 2008 | 1998 | Average - simple | 34 | Real data from up to 27 state or utility incentive programs in up to 16 states | Historical | Tracking the Sun II: The Installed Costs of Photovoltaics in the U.S. from 1998-2008 | Lawrence Berkeley National Laboratory | http://eetd.lbl.gov/EA/emp/reports/lbnl-2674e.pdf | Y | 2009 | 29 | 31 | Figure 21 | Y | Numerical values provided by author.
Solar PV | 5 kW ≤ Systems < 10 kW | U.S. | Installed Costs - Total | Y | 9.0309 | $/WDC-STC | 2003 | 2008 | 2003 | Average - simple | Unspecified | Real data from up to 27 state or utility incentive programs in up to 16 states | Historical | Tracking the Sun II: The Installed Costs of Photovoltaics in the U.S. from 1998-2008 | Lawrence Berkeley National Laboratory | http://eetd.lbl.gov/EA/emp/reports/lbnl-2674e.pdf | Y | 2009 | 13 | 15 | Figure 7 | Y | Numerical values provided by author.
Solar PV | 100 kW < Systems ≤ 500 kW | U.S. | Installed Costs - Total | Y | 9.0501 | $/WDC-STC | 2002 | 2008 | 2002 | Average - simple | Unspecified | Real data from up to 27 state or utility incentive programs in up to 16 states | Historical | Tracking the Sun II: The Installed Costs of Photovoltaics in the U.S. from 1998-2008 | Lawrence Berkeley National Laboratory | http://eetd.lbl.gov/EA/emp/reports/lbnl-2674e.pdf | Y | 2009 | 13 | 15 | Figure 7 | Y | Numerical values provided by author.
Solar PV | 10 kW ≤ Systems ≤ 100 kW | U.S. | Installed Costs - Total | Y | 9.0525 | $/WDC-STC | 2000 | 2008 | 2000 | Average - simple | Unspecified | Real data from up to 27 state or utility incentive programs in up to 16 states | Historical | Tracking the Sun II: The Installed Costs of Photovoltaics in the U.S. from 1998-2008 | Lawrence Berkeley National Laboratory | http://eetd.lbl.gov/EA/emp/reports/lbnl-2674e.pdf | Y | 2009 | 13 | 15 | Figure 7 | Y | Numerical values provided by author.
Solar PV | Systems ≤ 10 kW | MD | Installed Costs - Total | Y | 9.0527 | $/WDC-STC | 2008 | 2008 | 2008 | Average - simple | 131 | MEA Solar Energy Grant Program | Historical | Tracking the Sun II: The Installed Costs of Photovoltaics in the U.S. from 1998-2008 | Lawrence Berkeley National Laboratory | http://eetd.lbl.gov/EA/emp/reports/lbnl-2674e.pdf | Y | 2009 | 19 | 21 | Figure 14 | Y | Post-Sales Tax; Numerical values provided by author.
Solar PV | Commercial: Systems ≥ 10 kW | U.S. | Installed Costs - Total | Y | 9.0577 | $/WDC-STC | 2000 | 2008 | 2000 | Average - simple | 14 | Real data from up to 27 state or utility incentive programs in up to 16 states | Historical | Tracking the Sun II: The Installed Costs of Photovoltaics in the U.S. from 1998-2008 | Lawrence Berkeley National Laboratory | http://eetd.lbl.gov/EA/emp/reports/lbnl-2674e.pdf | Y | 2009 | 29 | 31 | Figure 22 | Y | Numerical values provided by author.
Solar PV |  | MA | Installed Costs - Total | Y | 9.1 | $/WDC-STC | 2002-2008 | 2008 | 2002-2008 | Average - capacity-weighted | 1091 | MTC Small Renewables Initiative | Historical | Tracking the Sun II: The Installed Costs of Photovoltaics in the U.S. from 1998-2008 | Lawrence Berkeley National Laboratory | http://eetd.lbl.gov/EA/emp/reports/lbnl-2674e.pdf | Y | 2009 | 19 | 21 | Table 4 | Y
Solar PV |  | NV | Installed Costs - Total | Y | 9.1 | $/WDC-STC | 2004-2008 | 2008 | 2004-2008 | Average - capacity-weighted | 393 | NPC/SPPC RenewableGenerations Rebate Program | Historical | Tracking the Sun II: The Installed Costs of Photovoltaics in the U.S. from 1998-2008 | Lawrence Berkeley National Laboratory | http://eetd.lbl.gov/EA/emp/reports/lbnl-2674e.pdf | Y | 2009 | 19 | 21 | Table 4 | Y
Solar PV |  | VT | Installed Costs - Total | Y | 9.1 | $/WDC-STC | 2008 | 2008 | 2008 | Average - capacity-weighted | 94 | RERC Small Scale Renewable Energy Incentive Program | Historical | Tracking the Sun II: The Installed Costs of Photovoltaics in the U.S. from 1998-2008 | Lawrence Berkeley National Laboratory | http://eetd.lbl.gov/EA/emp/reports/lbnl-2674e.pdf | Y | 2009 | 19 | 21 | Table 4 | Y
Solar PV | Systems ≤ 10 kW | WI | Installed Costs - Total | Y | 9.1278 | $/WDC-STC | 2008 | 2008 | 2008 | Average - simple | 125 | Focus on Energy Renewable Energy Cash-Back Rewards Program | Historical | Tracking the Sun II: The Installed Costs of Photovoltaics in the U.S. from 1998-2008 | Lawrence Berkeley National Laboratory | http://eetd.lbl.gov/EA/emp/reports/lbnl-2674e.pdf | Y | 2009 | 19 | 21 | Figure 14 | Y | Post-Sales Tax; Numerical values provided by author.
Solar PV | Systems < 2 kW | U.S. | Installed Costs - Total | Y | 9.1709 | $/WDC-STC | 2008 | 2008 | 2008 | Average - simple | 798 | Real data from up to 27 state or utility incentive programs in up to 16 states | Historical | Tracking the Sun II: The Installed Costs of Photovoltaics in the U.S. from 1998-2008 | Lawrence Berkeley National Laboratory | http://eetd.lbl.gov/EA/emp/reports/lbnl-2674e.pdf | Y | 2009 | 15 | 17 | Figure 10 | Y | Numerical values provided by author.
Solar PV | Systems ≤ 10 kW | NV | Installed Costs - Total | Y | 9.1815 | $/WDC-STC | 2008 | 2008 | 2008 | Average - simple | 141 | NPC/SPPC RenewableGenerations Rebate Program | Historical | Tracking the Sun II: The Installed Costs of Photovoltaics in the U.S. from 1998-2008 | Lawrence Berkeley National Laboratory | http://eetd.lbl.gov/EA/emp/reports/lbnl-2674e.pdf | Y | 2009 | 19 | 21 | Figure 14 | Y | Post-Sales Tax; Numerical values provided by author.
Solar PV | Systems ≤ 2 kW | U.S. | Installed Costs - Total | Y | 9.2 | $/WDC-STC | 2008 | 2008 | 2008 | Average - simple | Unspecified | Real data from up to 27 state or utility incentive programs in up to 16 states | Historical | Tracking the Sun II: The Installed Costs of Photovoltaics in the U.S. from 1998-2008 | Lawrence Berkeley National Laboratory | http://eetd.lbl.gov/EA/emp/reports/lbnl-2674e.pdf | Y | 2009 | 2 | 4 |  | Y | Assume simple average
Solar PV | Systems < 10 kW | NV | Installed Costs - Total | Y | 9.2 | $/WDC-STC | 2008 | 2008 | 2008 | Average - simple | 141 | NPC/SPPC RenewableGenerations Rebate Program | Historical | Tracking the Sun II: The Installed Costs of Photovoltaics in the U.S. from 1998-2008 | Lawrence Berkeley National Laboratory | http://eetd.lbl.gov/EA/emp/reports/lbnl-2674e.pdf | Y | 2009 | 19 | 21 | Table 4 | Y
Solar PV |  | PA | Installed Costs - Total | Y | 9.3 | $/WDC-STC | 2002-2008 | 2008 | 2002-2008 | Average - capacity-weighted | 164 | SDF Solar PV Grant Program | Historical | Tracking the Sun II: The Installed Costs of Photovoltaics in the U.S. from 1998-2008 | Lawrence Berkeley National Laboratory | http://eetd.lbl.gov/EA/emp/reports/lbnl-2674e.pdf | Y | 2009 | 19 | 21 | Table 4 | Y
Solar PV | Systems < 10 kW | MD | Installed Costs - Total | Y | 9.3 | $/WDC-STC | 2008 | 2008 | 2008 | Average - simple | 131 | MEA Solar Energy Grant Program | Historical | Tracking the Sun II: The Installed Costs of Photovoltaics in the U.S. from 1998-2008 | Lawrence Berkeley National Laboratory | http://eetd.lbl.gov/EA/emp/reports/lbnl-2674e.pdf | Y | 2009 | 19 | 21 | Table 4 | Y
Solar PV |  | U.S. | Installed Costs - Total | Y | 9.3078 | $/WDC-STC | 2003 | 2008 | 2003 | Average - simple | 3526 | Real data from up to 27 state or utility incentive programs in up to 16 states | Historical | Tracking the Sun II: The Installed Costs of Photovoltaics in the U.S. from 1998-2008 | Lawrence Berkeley National Laboratory | http://eetd.lbl.gov/EA/emp/reports/lbnl-2674e.pdf | Y | 2009 | 10 | 12 | Figure 4 | Y | Numerical values provided by author.
Solar PV | Systems ≤ 10 kW | MD | Installed Costs - Total | Y | 9.3474 | $/WDC-STC | 2008 | 2008 | 2008 | Average - simple | 131 | MEA Solar Energy Grant Program | Historical | Tracking the Sun II: The Installed Costs of Photovoltaics in the U.S. from 1998-2008 | Lawrence Berkeley National Laboratory | http://eetd.lbl.gov/EA/emp/reports/lbnl-2674e.pdf | Y | 2009 | 19 | 21 | Figure 14 | Y | Post-Sales Tax; Numerical values provided by author.
Solar PV | Residential: Systems < 10 kW | U.S. | Installed Costs - Total | Y | 9.3706 | $/WDC-STC | 2003 | 2008 | 2003 | Average - simple | 3137 | Real data from up to 27 state or utility incentive programs in up to 16 states | Historical | Tracking the Sun II: The Installed Costs of Photovoltaics in the U.S. from 1998-2008 | Lawrence Berkeley National Laboratory | http://eetd.lbl.gov/EA/emp/reports/lbnl-2674e.pdf | Y | 2009 | 29 | 31 | Figure 21 | Y | Numerical values provided by author.
Solar PV |  | MD | Installed Costs - Total | Y | 9.4 | $/WDC-STC | 2005-2008 | 2008 | 2005-2008 | Average - capacity-weighted | 230 | MEA Solar Energy Grant Program | Historical | Tracking the Sun II: The Installed Costs of Photovoltaics in the U.S. from 1998-2008 | Lawrence Berkeley National Laboratory | http://eetd.lbl.gov/EA/emp/reports/lbnl-2674e.pdf | Y | 2009 | 19 | 21 | Table 4 | Y
Solar PV | Systems < 10 kW | VT | Installed Costs - Total | Y | 9.4 | $/WDC-STC | 2008 | 2008 | 2008 | Average - simple | 89 | RERC Small Scale Renewable Energy Incentive Program | Historical | Tracking the Sun II: The Installed Costs of Photovoltaics in the U.S. from 1998-2008 | Lawrence Berkeley National Laboratory | http://eetd.lbl.gov/EA/emp/reports/lbnl-2674e.pdf | Y | 2009 | 19 | 21 | Table 4 | Y
Solar PV | Systems < 10 kW | WI | Installed Costs - Total | Y | 9.4 | $/WDC-STC | 2008 | 2008 | 2008 | Average - simple | 125 | Focus on Energy Renewable Energy Cash-Back Rewards Program | Historical | Tracking the Sun II: The Installed Costs of Photovoltaics in the U.S. from 1998-2008 | Lawrence Berkeley National Laboratory | http://eetd.lbl.gov/EA/emp/reports/lbnl-2674e.pdf | Y | 2009 | 19 | 21 | Table 4 | Y
Solar PV | 10 kW ≤ Systems ≤ 100 kW | OR | Installed Costs - Total | Y | 9.4 | $/WDC-STC | 2008 | 2008 | 2008 | Average - simple | 39 | ETO Solar Electric Program | Historical | Tracking the Sun II: The Installed Costs of Photovoltaics in the U.S. from 1998-2008 | Lawrence Berkeley National Laboratory | http://eetd.lbl.gov/EA/emp/reports/lbnl-2674e.pdf | Y | 2009 | 19 | 21 | Table 4 | Y
Solar PV | Systems ≤ 10 kW | VT | Installed Costs - Total | Y | 9.4133 | $/WDC-STC | 2008 | 2008 | 2008 | Average - simple | 89 | RERC Small Scale Renewable Energy Incentive Program | Historical | Tracking the Sun II: The Installed Costs of Photovoltaics in the U.S. from 1998-2008 | Lawrence Berkeley National Laboratory | http://eetd.lbl.gov/EA/emp/reports/lbnl-2674e.pdf | Y | 2009 | 19 | 21 | Figure 14 | Y | Numerical values provided by author.
Solar PV | Systems ≤ 10 kW | VT | Installed Costs - Total | Y | 9.4133 | $/WDC-STC | 2008 | 2008 | 2008 | Average - simple | 89 | RERC Small Scale Renewable Energy Incentive Program | Historical | Tracking the Sun II: The Installed Costs of Photovoltaics in the U.S. from 1998-2008 | Lawrence Berkeley National Laboratory | http://eetd.lbl.gov/EA/emp/reports/lbnl-2674e.pdf | Y | 2009 | 19 | 21 | Figure 14 | Y | Numerical values provided by author.
Solar PV | Systems ≤ 10 kW | WI | Installed Costs - Total | Y | 9.4245 | $/WDC-STC | 2008 | 2008 | 2008 | Average - simple | 125 | Focus on Energy Renewable Energy Cash-Back Rewards Program | Historical | Tracking the Sun II: The Installed Costs of Photovoltaics in the U.S. from 1998-2008 | Lawrence Berkeley National Laboratory | http://eetd.lbl.gov/EA/emp/reports/lbnl-2674e.pdf | Y | 2009 | 19 | 21 | Figure 14 | Y | Post-Sales Tax; Numerical values provided by author.
Solar PV |  | U.S. | Installed Costs - Total | Y | 9.4854 | $/WDC-STC | 2000 | 2008 | 2000 | Average - capacity-weighted | 217 | Real data from up to 27 state or utility incentive programs in up to 16 states | Historical | Tracking the Sun II: The Installed Costs of Photovoltaics in the U.S. from 1998-2008 | Lawrence Berkeley National Laboratory | http://eetd.lbl.gov/EA/emp/reports/lbnl-2674e.pdf | Y | 2009 | 10 | 12 | Figure 4 | Y | Numerical values provided by author.
Solar PV |  | U.S. | Installed Costs - Total | Y | 9.4854 | $/WDC-STC | 2000 | 2008 | 2000 | Average - capacity-weighted | 217 | Real data from up to 27 state or utility incentive programs in up to 16 states | Historical | Tracking the Sun II: The Installed Costs of Photovoltaics in the U.S. from 1998-2008 | Lawrence Berkeley National Laboratory | http://eetd.lbl.gov/EA/emp/reports/lbnl-2674e.pdf | Y | 2009 | 12 | 14 | Figure 6 | Y | Numerical values provided by author.
Solar PV | Systems ≤ 10 kW | PA | Installed Costs - Total | Y | 9.49 | $/WDC-STC | 2008 | 2008 | 2008 | Average - simple | 16 | SDF Solar PV Grant Program | Historical | Tracking the Sun II: The Installed Costs of Photovoltaics in the U.S. from 1998-2008 | Lawrence Berkeley National Laboratory | http://eetd.lbl.gov/EA/emp/reports/lbnl-2674e.pdf | Y | 2009 | 19 | 21 | Figure 14 | Y | Post-Sales Tax; Numerical values provided by author.
Solar PV |  | OH | Installed Costs - Total | Y | 9.5 | $/WDC-STC | 2008 | 2008 | 2008 | Average - capacity-weighted | 23 | ODOD Advanced Energy Fund Grants | Historical | Tracking the Sun II: The Installed Costs of Photovoltaics in the U.S. from 1998-2008 | Lawrence Berkeley National Laboratory | http://eetd.lbl.gov/EA/emp/reports/lbnl-2674e.pdf | Y | 2009 | 19 | 21 | Table 4 | Y
Solar PV |  | PA | Installed Costs - Total | Y | 9.5 | $/WDC-STC | 2008 | 2008 | 2008 | Average - capacity-weighted | 18 | SDF Solar PV Grant Program | Historical | Tracking the Sun II: The Installed Costs of Photovoltaics in the U.S. from 1998-2008 | Lawrence Berkeley National Laboratory | http://eetd.lbl.gov/EA/emp/reports/lbnl-2674e.pdf | Y | 2009 | 19 | 21 | Table 4 | Y
Solar PV | Systems < 5 kW | U.S. | Installed Costs - Total | Y | 9.5164 | $/WDC-STC | 2003 | 2008 | 2003 | Average - simple | Unspecified | Real data from up to 27 state or utility incentive programs in up to 16 states | Historical | Tracking the Sun II: The Installed Costs of Photovoltaics in the U.S. from 1998-2008 | Lawrence Berkeley National Laboratory | http://eetd.lbl.gov/EA/emp/reports/lbnl-2674e.pdf | Y | 2009 | 13 | 15 | Figure 7 | Y | Numerical values provided by author.
Solar PV | 5 kW ≤ Systems < 10 kW | U.S. | Installed Costs - Total | Y | 9.5888 | $/WDC-STC | 2000 | 2008 | 2000 | Average - simple | Unspecified | Real data from up to 27 state or utility incentive programs in up to 16 states | Historical | Tracking the Sun II: The Installed Costs of Photovoltaics in the U.S. from 1998-2008 | Lawrence Berkeley National Laboratory | http://eetd.lbl.gov/EA/emp/reports/lbnl-2674e.pdf | Y | 2009 | 13 | 15 | Figure 7 | Y | Numerical values provided by author.
Solar PV |  | OH | Installed Costs - Total | Y | 9.6 | $/WDC-STC | 2005-2008 | 2008 | 2005-2008 | Average - capacity-weighted | 35 | ODOD Advanced Energy Fund Grants | Historical | Tracking the Sun II: The Installed Costs of Photovoltaics in the U.S. from 1998-2008 | Lawrence Berkeley National Laboratory | http://eetd.lbl.gov/EA/emp/reports/lbnl-2674e.pdf | Y | 2009 | 19 | 21 | Table 4 | Y
Solar PV | Systems < 10 kW | MN | Installed Costs - Total | Y | 9.6 | $/WDC-STC | 2008 | 2008 | 2008 | Average - simple | 37 | MSEO Solar Electric Rebate Program | Historical | Tracking the Sun II: The Installed Costs of Photovoltaics in the U.S. from 1998-2008 | Lawrence Berkeley National Laboratory | http://eetd.lbl.gov/EA/emp/reports/lbnl-2674e.pdf | Y | 2009 | 19 | 21 | Table 4 | Y
Solar PV | Systems ≤ 10 kW | MN | Installed Costs - Total | Y | 9.6149 | $/WDC-STC | 2008 | 2008 | 2008 | Average - simple | 37 | MSEO Solar Electric Rebate Program | Historical | Tracking the Sun II: The Installed Costs of Photovoltaics in the U.S. from 1998-2008 | Lawrence Berkeley National Laboratory | http://eetd.lbl.gov/EA/emp/reports/lbnl-2674e.pdf | Y | 2009 | 19 | 21 | Figure 14 | Y | Numerical values provided by author.
Solar PV | Systems ≤ 10 kW | MN | Installed Costs - Total | Y | 9.6149 | $/WDC-STC | 2008 | 2008 | 2008 | Average - simple | 37 | MSEO Solar Electric Rebate Program | Historical | Tracking the Sun II: The Installed Costs of Photovoltaics in the U.S. from 1998-2008 | Lawrence Berkeley National Laboratory | http://eetd.lbl.gov/EA/emp/reports/lbnl-2674e.pdf | Y | 2009 | 19 | 21 | Figure 14 | Y | Numerical values provided by author.
Solar PV | Systems ≤ 10 kW | OH | Installed Costs - Total | Y | 9.6612 | $/WDC-STC | 2008 | 2008 | 2008 | Average - simple | 18 | ODOD Advanced Energy Fund Grants | Historical | Tracking the Sun II: The Installed Costs of Photovoltaics in the U.S. from 1998-2008 | Lawrence Berkeley National Laboratory | http://eetd.lbl.gov/EA/emp/reports/lbnl-2674e.pdf | Y | 2009 | 19 | 21 | Figure 14 | Y | Post-Sales Tax; Numerical values provided by author.
Solar PV | Commercial: Systems ≥ 10 kW | U.S. | Installed Costs - Total | Y | 9.6681 | $/WDC-STC | 2001 | 2008 | 2001 | Average - simple | 42 | Real data from up to 27 state or utility incentive programs in up to 16 states | Historical | Tracking the Sun II: The Installed Costs of Photovoltaics in the U.S. from 1998-2008 | Lawrence Berkeley National Laboratory | http://eetd.lbl.gov/EA/emp/reports/lbnl-2674e.pdf | Y | 2009 | 29 | 31 | Figure 22 | Y | Numerical values provided by author.
Solar PV |  | U.S. | Installed Costs - Total | Y | 9.7539 | $/WDC-STC | 2002 | 2008 | 2002 | Average - capacity-weighted | 2489 | Real data from up to 27 state or utility incentive programs in up to 16 states | Historical | Tracking the Sun II: The Installed Costs of Photovoltaics in the U.S. from 1998-2008 | Lawrence Berkeley National Laboratory | http://eetd.lbl.gov/EA/emp/reports/lbnl-2674e.pdf | Y | 2009 | 10 | 12 | Figure 4 | Y | Numerical values provided by author.
Solar PV |  | U.S. | Installed Costs - Total | Y | 9.7539 | $/WDC-STC | 2002 | 2008 | 2002 | Average - capacity-weighted | 2489 | Real data from up to 27 state or utility incentive programs in up to 16 states | Historical | Tracking the Sun II: The Installed Costs of Photovoltaics in the U.S. from 1998-2008 | Lawrence Berkeley National Laboratory | http://eetd.lbl.gov/EA/emp/reports/lbnl-2674e.pdf | Y | 2009 | 12 | 14 | Figure 6 | Y | Numerical values provided by author.
Solar PV |  | U.S. | Installed Costs - Total | Y | 9.7682 | $/WDC-STC | 2001 | 2008 | 2001 | Average - capacity-weighted | 1308 | Real data from up to 27 state or utility incentive programs in up to 16 states | Historical | Tracking the Sun II: The Installed Costs of Photovoltaics in the U.S. from 1998-2008 | Lawrence Berkeley National Laboratory | http://eetd.lbl.gov/EA/emp/reports/lbnl-2674e.pdf | Y | 2009 | 10 | 12 | Figure 4 | Y | Numerical values provided by author.
Solar PV |  | U.S. | Installed Costs - Total | Y | 9.7682 | $/WDC-STC | 2001 | 2008 | 2001 | Average - capacity-weighted | 1308 | Real data from up to 27 state or utility incentive programs in up to 16 states | Historical | Tracking the Sun II: The Installed Costs of Photovoltaics in the U.S. from 1998-2008 | Lawrence Berkeley National Laboratory | http://eetd.lbl.gov/EA/emp/reports/lbnl-2674e.pdf | Y | 2009 | 12 | 14 | Figure 6 | Y | Numerical values provided by author.
Solar PV |  | MN | Installed Costs - Total | Y | 9.8 | $/WDC-STC | 2008 | 2008 | 2008 | Average - capacity-weighted | 38 | MSEO Solar Electric Rebate Program | Historical | Tracking the Sun II: The Installed Costs of Photovoltaics in the U.S. from 1998-2008 | Lawrence Berkeley National Laboratory | http://eetd.lbl.gov/EA/emp/reports/lbnl-2674e.pdf | Y | 2009 | 19 | 21 | Table 4 | Y
Solar PV | 5 kW ≤ Systems < 10 kW | U.S. | Installed Costs - Total | Y | 9.8253 | $/WDC-STC | 1999 | 2008 | 1999 | Average - simple | Unspecified | Real data from up to 27 state or utility incentive programs in up to 16 states | Historical | Tracking the Sun II: The Installed Costs of Photovoltaics in the U.S. from 1998-2008 | Lawrence Berkeley National Laboratory | http://eetd.lbl.gov/EA/emp/reports/lbnl-2674e.pdf | Y | 2009 | 13 | 15 | Figure 7 | Y | Numerical values provided by author.
Solar PV | Systems ≤ 10 kW | PA | Installed Costs - Total | Y | 9.8601 | $/WDC-STC | 2008 | 2008 | 2008 | Average - simple | 16 | SDF Solar PV Grant Program | Historical | Tracking the Sun II: The Installed Costs of Photovoltaics in the U.S. from 1998-2008 | Lawrence Berkeley National Laboratory | http://eetd.lbl.gov/EA/emp/reports/lbnl-2674e.pdf | Y | 2009 | 19 | 21 | Figure 14 | Y | Post-Sales Tax; Numerical values provided by author.
Solar PV | 1 kW ≤ Systems ≤ 3 kW; Retrofit; BIPV | CA, NJ | Installed Costs - Total | Y | 9.9 | $/WDC-STC | 2008 | 2008 | 2008 | Average - simple | 39 | California CSI; NSHP; ERP Programs | Historical | Tracking the Sun II: The Installed Costs of Photovoltaics in the U.S. from 1998-2008 | Lawrence Berkeley National Laboratory | http://eetd.lbl.gov/EA/emp/reports/lbnl-2674e.pdf | Y | 2009 | 21 | 23 | Figure 16 | Y
Solar PV | Systems ≤ 10 kW | PA | Installed Costs - Total | Y | 9.9 | $/WDC-STC | 2008 | 2008 | 2008 | Average - simple | Unspecified | SDF Solar PV Grant Program | Historical | Tracking the Sun II: The Installed Costs of Photovoltaics in the U.S. from 1998-2008 | Lawrence Berkeley National Laboratory | http://eetd.lbl.gov/EA/emp/reports/lbnl-2674e.pdf | Y | 2009 | 2 | 4 |  | Y | Assume simple average
Solar PV | Systems ≤ 10 kW | OH | Installed Costs - Total | Y | 9.9 | $/WDC-STC | 2008 | 2008 | 2008 | Average - simple | Unspecified | ODOD Advanced Energy Fund Grants | Historical | Tracking the Sun II: The Installed Costs of Photovoltaics in the U.S. from 1998-2008 | Lawrence Berkeley National Laboratory | http://eetd.lbl.gov/EA/emp/reports/lbnl-2674e.pdf | Y | 2009 | 2 | 4 |  | Y | Assume simple average
Solar PV | Systems < 10 kW | OH | Installed Costs - Total | Y | 9.9 | $/WDC-STC | 2008 | 2008 | 2008 | Average - simple | 18 | ODOD Advanced Energy Fund Grants | Historical | Tracking the Sun II: The Installed Costs of Photovoltaics in the U.S. from 1998-2008 | Lawrence Berkeley National Laboratory | http://eetd.lbl.gov/EA/emp/reports/lbnl-2674e.pdf | Y | 2009 | 19 | 21 | Table 4 | Y
Solar PV | Systems < 10 kW | PA | Installed Costs - Total | Y | 9.9 | $/WDC-STC | 2008 | 2008 | 2008 | Average - simple | 16 | SDF Solar PV Grant Program | Historical | Tracking the Sun II: The Installed Costs of Photovoltaics in the U.S. from 1998-2008 | Lawrence Berkeley National Laboratory | http://eetd.lbl.gov/EA/emp/reports/lbnl-2674e.pdf | Y | 2009 | 19 | 21 | Table 4 | Y
Solar PV | 5 kW ≤ Systems < 10 kW | U.S. | Installed Costs - Total | Y | 9.9362 | $/WDC-STC | 2002 | 2008 | 2002 | Average - simple | Unspecified | Real data from up to 27 state or utility incentive programs in up to 16 states | Historical | Tracking the Sun II: The Installed Costs of Photovoltaics in the U.S. from 1998-2008 | Lawrence Berkeley National Laboratory | http://eetd.lbl.gov/EA/emp/reports/lbnl-2674e.pdf | Y | 2009 | 13 | 15 | Figure 7 | Y | Numerical values provided by author.
Solar PV | Systems ≤ 10 kW | OH | Installed Costs - Total | Y | 9.949 | $/WDC-STC | 2008 | 2008 | 2008 | Average - simple | 18 | ODOD Advanced Energy Fund Grants | Historical | Tracking the Sun II: The Installed Costs of Photovoltaics in the U.S. from 1998-2008 | Lawrence Berkeley National Laboratory | http://eetd.lbl.gov/EA/emp/reports/lbnl-2674e.pdf | Y | 2009 | 19 | 21 | Figure 14 | Y | Post-Sales Tax; Numerical values provided by author.
Solar PV | Commercial: Systems ≥ 10 kW | U.S. | Installed Costs - Total | Y | 9.9687 | $/WDC-STC | 2002 | 2008 | 2002 | Average - simple | 183 | Real data from up to 27 state or utility incentive programs in up to 16 states | Historical | Tracking the Sun II: The Installed Costs of Photovoltaics in the U.S. from 1998-2008 | Lawrence Berkeley National Laboratory | http://eetd.lbl.gov/EA/emp/reports/lbnl-2674e.pdf | Y | 2009 | 29 | 31 | Figure 22 | Y | Numerical values provided by author.
Solar PV | 10 kW ≤ Systems ≤ 100 kW | U.S. | Installed Costs - Total | Y | 10.0038 | $/WDC-STC | 2002 | 2008 | 2002 | Average - simple | Unspecified | Real data from up to 27 state or utility incentive programs in up to 16 states | Historical | Tracking the Sun II: The Installed Costs of Photovoltaics in the U.S. from 1998-2008 | Lawrence Berkeley National Laboratory | http://eetd.lbl.gov/EA/emp/reports/lbnl-2674e.pdf | Y | 2009 | 13 | 15 | Figure 7 | Y | Numerical values provided by author.
Solar PV | Commercial: Systems ≥ 10 kW | U.S. | Installed Costs - Total | Y | 10.0113 | $/WDC-STC | 1998 | 2008 | 1998 | Average - simple | 5 | Real data from up to 27 state or utility incentive programs in up to 16 states | Historical | Tracking the Sun II: The Installed Costs of Photovoltaics in the U.S. from 1998-2008 | Lawrence Berkeley National Laboratory | http://eetd.lbl.gov/EA/emp/reports/lbnl-2674e.pdf | Y | 2009 | 29 | 31 | Figure 22 | Y | Numerical values provided by author.
Solar PV | 10 kW ≤ Systems ≤ 100 kW | U.S. | Installed Costs - Total | Y | 10.0616 | $/WDC-STC | 2001 | 2008 | 2001 | Average - simple | Unspecified | Real data from up to 27 state or utility incentive programs in up to 16 states | Historical | Tracking the Sun II: The Installed Costs of Photovoltaics in the U.S. from 1998-2008 | Lawrence Berkeley National Laboratory | http://eetd.lbl.gov/EA/emp/reports/lbnl-2674e.pdf | Y | 2009 | 13 | 15 | Figure 7 | Y | Numerical values provided by author.
Solar PV | 5 kW ≤ Systems < 10 kW | U.S. | Installed Costs - Total | Y | 10.1069 | $/WDC-STC | 2001 | 2008 | 2001 | Average - simple | Unspecified | Real data from up to 27 state or utility incentive programs in up to 16 states | Historical | Tracking the Sun II: The Installed Costs of Photovoltaics in the U.S. from 1998-2008 | Lawrence Berkeley National Laboratory | http://eetd.lbl.gov/EA/emp/reports/lbnl-2674e.pdf | Y | 2009 | 13 | 15 | Figure 7 | Y | Numerical values provided by author.
Solar PV |  | U.S. | Installed Costs - Total | Y | 10.4551 | $/WDC-STC | 2002 | 2008 | 2002 | Average - simple | 2489 | Real data from up to 27 state or utility incentive programs in up to 16 states | Historical | Tracking the Sun II: The Installed Costs of Photovoltaics in the U.S. from 1998-2008 | Lawrence Berkeley National Laboratory | http://eetd.lbl.gov/EA/emp/reports/lbnl-2674e.pdf | Y | 2009 | 10 | 12 | Figure 4 | Y | Numerical values provided by author.
Solar PV |  | U.S. | Installed Costs - Total | Y | 10.4916 | $/WDC-STC | 2001 | 2008 | 2001 | Average - simple | 1308 | Real data from up to 27 state or utility incentive programs in up to 16 states | Historical | Tracking the Sun II: The Installed Costs of Photovoltaics in the U.S. from 1998-2008 | Lawrence Berkeley National Laboratory | http://eetd.lbl.gov/EA/emp/reports/lbnl-2674e.pdf | Y | 2009 | 10 | 12 | Figure 4 | Y | Numerical values provided by author.
Solar PV | Residential: Systems < 10 kW | U.S. | Installed Costs - Total | Y | 10.492 | $/WDC-STC | 2002 | 2008 | 2002 | Average - simple | 2303 | Real data from up to 27 state or utility incentive programs in up to 16 states | Historical | Tracking the Sun II: The Installed Costs of Photovoltaics in the U.S. from 1998-2008 | Lawrence Berkeley National Laboratory | http://eetd.lbl.gov/EA/emp/reports/lbnl-2674e.pdf | Y | 2009 | 29 | 31 | Figure 21 | Y | Numerical values provided by author.
Solar PV | Residential: Systems < 10 kW | U.S. | Installed Costs - Total | Y | 10.5189 | $/WDC-STC | 2001 | 2008 | 2001 | Average - simple | 1266 | Real data from up to 27 state or utility incentive programs in up to 16 states | Historical | Tracking the Sun II: The Installed Costs of Photovoltaics in the U.S. from 1998-2008 | Lawrence Berkeley National Laboratory | http://eetd.lbl.gov/EA/emp/reports/lbnl-2674e.pdf | Y | 2009 | 29 | 31 | Figure 21 | Y | Numerical values provided by author.
Solar PV | Systems < 5 kW | U.S. | Installed Costs - Total | Y | 10.5783 | $/WDC-STC | 2001 | 2008 | 2001 | Average - simple | Unspecified | Real data from up to 27 state or utility incentive programs in up to 16 states | Historical | Tracking the Sun II: The Installed Costs of Photovoltaics in the U.S. from 1998-2008 | Lawrence Berkeley National Laboratory | http://eetd.lbl.gov/EA/emp/reports/lbnl-2674e.pdf | Y | 2009 | 13 | 15 | Figure 7 | Y | Numerical values provided by author.
Solar PV |  | U.S. | Installed Costs - Total | Y | 10.6004 | $/WDC-STC | 1999 | 2008 | 1999 | Average - capacity-weighted | 180 | Real data from up to 27 state or utility incentive programs in up to 16 states | Historical | Tracking the Sun II: The Installed Costs of Photovoltaics in the U.S. from 1998-2008 | Lawrence Berkeley National Laboratory | http://eetd.lbl.gov/EA/emp/reports/lbnl-2674e.pdf | Y | 2009 | 10 | 12 | Figure 4 | Y | Numerical values provided by author.
Solar PV |  | U.S. | Installed Costs - Total | Y | 10.6004 | $/WDC-STC | 1999 | 2008 | 1999 | Average - capacity-weighted | 180 | Real data from up to 27 state or utility incentive programs in up to 16 states | Historical | Tracking the Sun II: The Installed Costs of Photovoltaics in the U.S. from 1998-2008 | Lawrence Berkeley National Laboratory | http://eetd.lbl.gov/EA/emp/reports/lbnl-2674e.pdf | Y | 2009 | 12 | 14 | Figure 6 | Y | Numerical values provided by author.
Solar PV | Commercial: Systems ≥ 10 kW | U.S. | Installed Costs - Total | Y | 10.6154 | $/WDC-STC | 1999 | 2008 | 1999 | Average - simple | 11 | Real data from up to 27 state or utility incentive programs in up to 16 states | Historical | Tracking the Sun II: The Installed Costs of Photovoltaics in the U.S. from 1998-2008 | Lawrence Berkeley National Laboratory | http://eetd.lbl.gov/EA/emp/reports/lbnl-2674e.pdf | Y | 2009 | 29 | 31 | Figure 22 | Y | Numerical values provided by author.
Solar PV | Systems < 5 kW | U.S. | Installed Costs - Total | Y | 10.6267 | $/WDC-STC | 2002 | 2008 | 2002 | Average - simple | Unspecified | Real data from up to 27 state or utility incentive programs in up to 16 states | Historical | Tracking the Sun II: The Installed Costs of Photovoltaics in the U.S. from 1998-2008 | Lawrence Berkeley National Laboratory | http://eetd.lbl.gov/EA/emp/reports/lbnl-2674e.pdf | Y | 2009 | 13 | 15 | Figure 7 | Y | Numerical values provided by author.
Solar PV | 10 kW ≤ Systems ≤ 100 kW | U.S. | Installed Costs - Total | Y | 10.76 | $/WDC-STC | 1999 | 2008 | 1999 | Average - simple | Unspecified | Real data from up to 27 state or utility incentive programs in up to 16 states | Historical | Tracking the Sun II: The Installed Costs of Photovoltaics in the U.S. from 1998-2008 | Lawrence Berkeley National Laboratory | http://eetd.lbl.gov/EA/emp/reports/lbnl-2674e.pdf | Y | 2009 | 13 | 15 | Figure 7 | Y | Numerical values provided by author.
Solar PV |  | U.S. | Installed Costs - Total | Y | 10.8 | $/WDC-STC | 1998 | 2008 | 1998 | Average - capacity-weighted | Unspecified | Real data from up to 27 state or utility incentive programs in up to 16 states | Historical | Tracking the Sun II: The Installed Costs of Photovoltaics in the U.S. from 1998-2008 | Lawrence Berkeley National Laboratory | http://eetd.lbl.gov/EA/emp/reports/lbnl-2674e.pdf | Y | 2009 | 1 | 3 |  | Y
Solar PV |  | U.S. | Installed Costs - Total | Y | 10.8486 | $/WDC-STC | 1998 | 2008 | 1998 | Average - capacity-weighted | 39 | Real data from up to 27 state or utility incentive programs in up to 16 states | Historical | Tracking the Sun II: The Installed Costs of Photovoltaics in the U.S. from 1998-2008 | Lawrence Berkeley National Laboratory | http://eetd.lbl.gov/EA/emp/reports/lbnl-2674e.pdf | Y | 2009 | 10 | 12 | Figure 4 | Y | Numerical values provided by author.
Solar PV |  | U.S. | Installed Costs - Total | Y | 10.8486 | $/WDC-STC | 1998 | 2008 | 1998 | Average - capacity-weighted | 39 | Real data from up to 27 state or utility incentive programs in up to 16 states | Historical | Tracking the Sun II: The Installed Costs of Photovoltaics in the U.S. from 1998-2008 | Lawrence Berkeley National Laboratory | http://eetd.lbl.gov/EA/emp/reports/lbnl-2674e.pdf | Y | 2009 | 12 | 14 | Figure 6 | Y | Numerical values provided by author.
Solar PV |  | U.S. | Installed Costs - Total | Y | 10.9004 | $/WDC-STC | 2000 | 2008 | 2000 | Average - simple | 217 | Real data from up to 27 state or utility incentive programs in up to 16 states | Historical | Tracking the Sun II: The Installed Costs of Photovoltaics in the U.S. from 1998-2008 | Lawrence Berkeley National Laboratory | http://eetd.lbl.gov/EA/emp/reports/lbnl-2674e.pdf | Y | 2009 | 10 | 12 | Figure 4 | Y | Numerical values provided by author.
Solar PV | Systems ≤ 10 kW; Tracking; Rack-Mounted | U.S. | Installed Costs - Total | Y | 11 | $/WDC-STC | 2008 | 2008 | 2008 | Average - simple | 41 | Real data from up to 27 state or utility incentive programs in up to 16 states | Historical | Tracking the Sun II: The Installed Costs of Photovoltaics in the U.S. from 1998-2008 | Lawrence Berkeley National Laboratory | http://eetd.lbl.gov/EA/emp/reports/lbnl-2674e.pdf | Y | 2009 | 23 | 25 | Figure 18 | Y
Solar PV | Residential: Systems < 10 kW | U.S. | Installed Costs - Total | Y | 11.0274 | $/WDC-STC | 2000 | 2008 | 2000 | Average - simple | 203 | Real data from up to 27 state or utility incentive programs in up to 16 states | Historical | Tracking the Sun II: The Installed Costs of Photovoltaics in the U.S. from 1998-2008 | Lawrence Berkeley National Laboratory | http://eetd.lbl.gov/EA/emp/reports/lbnl-2674e.pdf | Y | 2009 | 29 | 31 | Figure 21 | Y | Numerical values provided by author.
Solar PV | Systems < 5 kW | U.S. | Installed Costs - Total | Y | 11.2162 | $/WDC-STC | 2000 | 2008 | 2000 | Average - simple | Unspecified | Real data from up to 27 state or utility incentive programs in up to 16 states | Historical | Tracking the Sun II: The Installed Costs of Photovoltaics in the U.S. from 1998-2008 | Lawrence Berkeley National Laboratory | http://eetd.lbl.gov/EA/emp/reports/lbnl-2674e.pdf | Y | 2009 | 13 | 15 | Figure 7 | Y | Numerical values provided by author.
Solar PV |  | U.S. | Installed Costs - Total | Y | 11.6105 | $/WDC-STC | 1999 | 2008 | 1999 | Average - simple | 180 | Real data from up to 27 state or utility incentive programs in up to 16 states | Historical | Tracking the Sun II: The Installed Costs of Photovoltaics in the U.S. from 1998-2008 | Lawrence Berkeley National Laboratory | http://eetd.lbl.gov/EA/emp/reports/lbnl-2674e.pdf | Y | 2009 | 10 | 12 | Figure 4 | Y | Numerical values provided by author.
Solar PV | Residential: Systems < 10 kW | U.S. | Installed Costs - Total | Y | 11.6753 | $/WDC-STC | 1999 | 2008 | 1999 | Average - simple | 169 | Real data from up to 27 state or utility incentive programs in up to 16 states | Historical | Tracking the Sun II: The Installed Costs of Photovoltaics in the U.S. from 1998-2008 | Lawrence Berkeley National Laboratory | http://eetd.lbl.gov/EA/emp/reports/lbnl-2674e.pdf | Y | 2009 | 29 | 31 | Figure 21 | Y | Numerical values provided by author.
Solar PV | Systems < 5 kW | U.S. | Installed Costs - Total | Y | 11.8295 | $/WDC-STC | 1999 | 2008 | 1999 | Average - simple | Unspecified | Real data from up to 27 state or utility incentive programs in up to 16 states | Historical | Tracking the Sun II: The Installed Costs of Photovoltaics in the U.S. from 1998-2008 | Lawrence Berkeley National Laboratory | http://eetd.lbl.gov/EA/emp/reports/lbnl-2674e.pdf | Y | 2009 | 13 | 15 | Figure 7 | Y | Numerical values provided by author.
Solar PV | 10 kW ≤ Systems ≤ 100 kW | U.S. | Installed Costs - Total | Y | 12.0278 | $/WDC-STC | 1998 | 2008 | 1998 | Average - simple | Unspecified | Real data from up to 27 state or utility incentive programs in up to 16 states | Historical | Tracking the Sun II: The Installed Costs of Photovoltaics in the U.S. from 1998-2008 | Lawrence Berkeley National Laboratory | http://eetd.lbl.gov/EA/emp/reports/lbnl-2674e.pdf | Y | 2009 | 13 | 15 | Figure 7 | Y | Numerical values provided by author.
Solar PV | Commercial: Systems ≥ 10 kW | U.S. | Installed Costs - Total | Y | 12.0278 | $/WDC-STC | 1998 | 2008 | 1998 | Average - simple | 5 | Real data from up to 27 state or utility incentive programs in up to 16 states | Historical | Tracking the Sun II: The Installed Costs of Photovoltaics in the U.S. from 1998-2008 | Lawrence Berkeley National Laboratory | http://eetd.lbl.gov/EA/emp/reports/lbnl-2674e.pdf | Y | 2009 | 29 | 31 | Figure 22 | Y | Numerical values provided by author.
Solar PV |  | U.S. | Installed Costs - Total | Y | 12.2604 | $/WDC-STC | 1998 | 2008 | 1998 | Average - simple | 39 | Real data from up to 27 state or utility incentive programs in up to 16 states | Historical | Tracking the Sun II: The Installed Costs of Photovoltaics in the U.S. from 1998-2008 | Lawrence Berkeley National Laboratory | http://eetd.lbl.gov/EA/emp/reports/lbnl-2674e.pdf | Y | 2009 | 10 | 12 | Figure 4 | Y | Numerical values provided by author.
Solar PV | Systems < 5 kW | U.S. | Installed Costs - Total | Y | 12.2895 | $/WDC-STC | 1998 | 2008 | 1998 | Average - simple | Unspecified | Real data from up to 27 state or utility incentive programs in up to 16 states | Historical | Tracking the Sun II: The Installed Costs of Photovoltaics in the U.S. from 1998-2008 | Lawrence Berkeley National Laboratory | http://eetd.lbl.gov/EA/emp/reports/lbnl-2674e.pdf | Y | 2009 | 13 | 15 | Figure 7 | Y | Numerical values provided by author.
Solar PV | Residential: Systems < 10 kW | U.S. | Installed Costs - Total | Y | 12.2946 | $/WDC-STC | 1998 | 2008 | 1998 | Average - simple | 34 | Real data from up to 27 state or utility incentive programs in up to 16 states | Historical | Tracking the Sun II: The Installed Costs of Photovoltaics in the U.S. from 1998-2008 | Lawrence Berkeley National Laboratory | http://eetd.lbl.gov/EA/emp/reports/lbnl-2674e.pdf | Y | 2009 | 29 | 31 | Figure 21 | Y | Numerical values provided by author.
Solar PV | Systems ≤ 5 kW | U.S. | Installed Costs - Total | Y | 12.3 | $/WDC-STC | 1998 | 2008 | 1998 | Average - simple | Unspecified | Real data from up to 27 state or utility incentive programs in up to 16 states | Historical | Tracking the Sun II: The Installed Costs of Photovoltaics in the U.S. from 1998-2008 | Lawrence Berkeley National Laboratory | http://eetd.lbl.gov/EA/emp/reports/lbnl-2674e.pdf | Y | 2009 | 1 | 3 |  | Y | Assume simple average
Solar PV | Systems ≥ 2 MW | PA | Capacity Factor | Y | 14 | % | 2008 | 2008 | 2008 | Average - simple | 1 | Real data from city | Historical | Tracking the Sun II: The Installed Costs of Photovoltaics in the U.S. from 1998-2008 | Lawrence Berkeley National Laboratory | http://eetd.lbl.gov/EA/emp/reports/lbnl-2674e.pdf | Y | 2009 | 16 | 18 | Table 3 | Y | Fairless Hills, PA; Could be actual or predicted
Solar PV | Systems ≥ 2 MW | CA | Capacity Factor | Y | 15 | % | 2008 | 2008 | 2008 | Average - simple | 1 | Real data from city | Historical | Tracking the Sun II: The Installed Costs of Photovoltaics in the U.S. from 1998-2008 | Lawrence Berkeley National Laboratory | http://eetd.lbl.gov/EA/emp/reports/lbnl-2674e.pdf | Y | 2009 | 16 | 18 | Table 3 | Y | Riverside, CA; Could be actual or predicted
Solar PV | Systems ≥ 2 MW | CO | Capacity Factor | Y | 18 | % | 2007 | 2008 | 2007 | Average - simple | 1 | Real data from city | Historical | Tracking the Sun II: The Installed Costs of Photovoltaics in the U.S. from 1998-2008 | Lawrence Berkeley National Laboratory | http://eetd.lbl.gov/EA/emp/reports/lbnl-2674e.pdf | Y | 2009 | 16 | 18 | Table 3 | Y | Fort Carson, CO; Could be actual or predicted
Solar PV | Systems ≥ 2 MW | AZ | Capacity Factor | Y | 19 | % | 2001-2004 | 2008 | 2001-2004 | Average - simple | 1 | Real data from city | Historical | Tracking the Sun II: The Installed Costs of Photovoltaics in the U.S. from 1998-2008 | Lawrence Berkeley National Laboratory | http://eetd.lbl.gov/EA/emp/reports/lbnl-2674e.pdf | Y | 2009 | 16 | 18 | Table 3 | Y | Springerville, AZ; Could be actual or predicted
Solar PV | Systems ≥ 2 MW | NV | Capacity Factor | Y | 21 | % | 2008 | 2008 | 2008 | Average - simple | 1 | Real data from city | Historical | Tracking the Sun II: The Installed Costs of Photovoltaics in the U.S. from 1998-2008 | Lawrence Berkeley National Laboratory | http://eetd.lbl.gov/EA/emp/reports/lbnl-2674e.pdf | Y | 2009 | 16 | 18 | Table 3 | Y | Boulder City, NV; Could be actual or predicted
Solar PV | Systems ≥ 2 MW | AZ | Capacity Factor | Y | 21 | % | 2002-2006 | 2008 | 2002-2006 | Average - simple | 1 | Real data from city | Historical | Tracking the Sun II: The Installed Costs of Photovoltaics in the U.S. from 1998-2008 | Lawrence Berkeley National Laboratory | http://eetd.lbl.gov/EA/emp/reports/lbnl-2674e.pdf | Y | 2009 | 16 | 18 | Table 3 | Y | Prescott Airport, AZ; Could be actual or predicted
Solar PV | Systems ≥ 2 MW | NV | Capacity Factor | Y | 24 | % | 2007 | 2008 | 2007 | Average - simple | 1 | Real data from city | Historical | Tracking the Sun II: The Installed Costs of Photovoltaics in the U.S. from 1998-2008 | Lawrence Berkeley National Laboratory | http://eetd.lbl.gov/EA/emp/reports/lbnl-2674e.pdf | Y | 2009 | 16 | 18 | Table 3 | Y | Nellis, NV; Could be actual or predicted
Solar PV | Systems ≥ 2 MW | CO | Capacity Factor | Y | 24 | % | 2007 | 2008 | 2007 | Average - simple | 1 | Real data from city | Historical | Tracking the Sun II: The Installed Costs of Photovoltaics in the U.S. from 1998-2008 | Lawrence Berkeley National Laboratory | http://eetd.lbl.gov/EA/emp/reports/lbnl-2674e.pdf | Y | 2009 | 16 | 18 | Table 3 | Y | Alamosa, CO; Could be actual or predicted
Wind |  | U.S. WPC 5 | Installed Costs - Overnight Capital Cost | Y | 1650 | $/kW | 2005 | 2006 | 2005 | Average - simple | Unspecified | Modeling | Historical | 20 Percent Wind Energy Penetration in the United States | Black & Veatch | http://www.20percentwind.org/Black_Veatch_20_Percent_Report.pdf | Y | 2007 | 5-4 | 41 | Table 5-1 | Y
Wind |  | U.S. WPC 6 | Installed Costs - Overnight Capital Cost | Y | 1650 | $/kW | 2005 | 2006 | 2005 | Average - simple | Unspecified | Modeling | Historical | 20 Percent Wind Energy Penetration in the United States | Black & Veatch | http://www.20percentwind.org/Black_Veatch_20_Percent_Report.pdf | Y | 2007 | 5-4 | 41 | Table 5-1 | Y
Wind |  | U.S. WPC 7 | Installed Costs - Overnight Capital Cost | Y | 1650 | $/kW | 2005 | 2006 | 2005 | Average - simple | Unspecified | Modeling | Historical | 20 Percent Wind Energy Penetration in the United States | Black & Veatch | http://www.20percentwind.org/Black_Veatch_20_Percent_Report.pdf | Y | 2007 | 5-4 | 41 | Table 5-1 | Y
Wind |  | U.S. | Installed Costs - Overnight Capital Cost | Y | 1650 | $/kW | 2006 | 2006 | 2006 | Average - simple | Unspecified | Modeling/Interviews | Historical | 20 Percent Wind Energy Penetration in the United States | Black & Veatch | http://www.20percentwind.org/Black_Veatch_20_Percent_Report.pdf | Y | 2007 | 5-5 | 42 |  | Y
Wind | Systems > 50 kW, excludes Hawaii | U.S. | Installed Costs - Total | Y | 1569.8317 | $/kW | 2006 | 2007 | 2006 | Average - simple | 227 (cumulative 1984-2007) | Berkeley Lab Database | Historical | Annual Report on U.S. Wind Power Installation, Cost, and Performance Trends: 2007 | Lawrence Berkeley National Laboratory (Wiser and Bolinger) | http://www1.eere.energy.gov/windandhydro/pdfs/43025.pdf | Y | 2008 | 21 | 21 |  | Y
Wind | Systems > 50 kW, excludes Hawaii | U.S. | Installed Costs - Total | Y | 1240 | $/kW | 2007 | 2007 | 2007 | Range: minimum | 227 (cumulative 1984-2007) | Berkeley Lab Database | Historical | Annual Report on U.S. Wind Power Installation, Cost, and Performance Trends: 2007 | Lawrence Berkeley National Laboratory | http://www1.eere.energy.gov/windandhydro/pdfs/43025.pdf | Y | 2008 | 21 | 21 |  | Y
Wind | Systems > 50 kW, excludes Hawaii | U.S. | Installed Costs - Total | Y | 2600 | $/kW | 2007 | 2007 | 2007 | Range: maximum | 227 (cumulative 1984-2007) | Berkeley Lab Database | Historical | Annual Report on U.S. Wind Power Installation, Cost, and Performance Trends: 2007 | Lawrence Berkeley National Laboratory | http://www1.eere.energy.gov/windandhydro/pdfs/43025.pdf | Y | 2008 | 21 | 21 |  | Y
Wind | Systems > 50 kW, excludes Hawaii | U.S. | Installed Costs - Total | Y | 4504.2966 | $/kW | 1984 | 2007 | 1984 | Average - simple | 227 (cumulative 1984-2007) | Berkeley Lab Database | Historical | Annual Report on U.S. Wind Power Installation, Cost, and Performance Trends: 2007 | Lawrence Berkeley National Laboratory (Wiser and Bolinger) | http://www1.eere.energy.gov/windandhydro/pdfs/43025.pdf | Y | 2008 | 21 | 21 | Figure 22 | Y | Numerical values provided by author.
Wind | Systems > 50 kW, excludes Hawaii | U.S. | Installed Costs - Total | Y | 3493.7151 | $/kW | 1985 | 2007 | 1985 | Average - simple | 227 (cumulative 1984-2007) | Berkeley Lab Database | Historical | Annual Report on U.S. Wind Power Installation, Cost, and Performance Trends: 2007 | Lawrence Berkeley National Laboratory (Wiser and Bolinger) | http://www1.eere.energy.gov/windandhydro/pdfs/43025.pdf | Y | 2008 | 21 | 21 | Figure 22 | Y | Numerical values provided by author.
Wind | Systems > 50 kW, excludes Hawaii | U.S. | Installed Costs - Total | Y | 1943.6472 | $/kW | 1987 | 2007 | 1987 | Average - simple | 227 (cumulative 1984-2007) | Berkeley Lab Database | Historical | Annual Report on U.S. Wind Power Installation, Cost, and Performance Trends: 2007 | Lawrence Berkeley National Laboratory (Wiser and Bolinger) | http://www1.eere.energy.gov/windandhydro/pdfs/43025.pdf | Y | 2008 | 21 | 21 | Figure 22 | Y | Numerical values provided by author.
Wind | Systems > 50 kW, excludes Hawaii | U.S. | Installed Costs - Total | Y | 2386.2967 | $/kW | 1989 | 2007 | 1989 | Average - simple | 227 (cumulative 1984-2007) | Berkeley Lab Database | Historical | Annual Report on U.S. Wind Power Installation, Cost, and Performance Trends: 2007 | Lawrence Berkeley National Laboratory (Wiser and Bolinger) | http://www1.eere.energy.gov/windandhydro/pdfs/43025.pdf | Y | 2008 | 21 | 21 | Figure 22 | Y | Numerical values provided by author.
Wind | Systems > 50 kW, excludes Hawaii | U.S. | Installed Costs - Total | Y | 2385.5874 | $/kW | 1990 | 2007 | 1990 | Average - simple | 227 (cumulative 1984-2007) | Berkeley Lab Database | Historical | Annual Report on U.S. Wind Power Installation, Cost, and Performance Trends: 2007 | Lawrence Berkeley National Laboratory (Wiser and Bolinger) | http://www1.eere.energy.gov/windandhydro/pdfs/43025.pdf | Y | 2008 | 21 | 21 | Figure 22 | Y | Numerical values provided by author.
Wind | Systems > 50 kW, excludes Hawaii | U.S. | Installed Costs - Total | Y | 1529 | $/kW | 1994 | 2007 | 1994 | Average - simple | 227 (cumulative 1984-2007) | Berkeley Lab Database | Historical | Annual Report on U.S. Wind Power Installation, Cost, and Performance Trends: 2007 | Lawrence Berkeley National Laboratory (Wiser and Bolinger) | http://www1.eere.energy.gov/windandhydro/pdfs/43025.pdf | Y | 2008 | 21 | 21 | Figure 22 | Y | Numerical values provided by author.
Wind | Systems > 50 kW, excludes Hawaii | U.S. | Installed Costs - Total | Y | 1671 | $/kW | 1995 | 2007 | 1995 | Average - simple | 227 (cumulative 1984-2007) | Berkeley Lab Database | Historical | Annual Report on U.S. Wind Power Installation, Cost, and Performance Trends: 2007 | Lawrence Berkeley National Laboratory (Wiser and Bolinger) | http://www1.eere.energy.gov/windandhydro/pdfs/43025.pdf | Y | 2008 | 21 | 21 | Figure 22 | Y | Numerical values provided by author.
Wind | Systems > 50 kW, excludes Hawaii | U.S. | Installed Costs - Total | Y | 1407 | $/kW | 1996 | 2007 | 1996 | Average - simple | 227 (cumulative 1984-2007) | Berkeley Lab Database | Historical | Annual Report on U.S. Wind Power Installation, Cost, and Performance Trends: 2007 | Lawrence Berkeley National Laboratory (Wiser and Bolinger) | http://www1.eere.energy.gov/windandhydro/pdfs/43025.pdf | Y | 2008 | 21 | 21 | Figure 22 | Y | Numerical values provided by author.
Wind | Systems > 50 kW, excludes Hawaii | U.S. | Installed Costs - Total | Y | 2299 | $/kW | 1997 | 2007 | 1997 | Average - simple | 227 (cumulative 1984-2007) | Berkeley Lab Database | Historical | Annual Report on U.S. Wind Power Installation, Cost, and Performance Trends: 2007 | Lawrence Berkeley National Laboratory (Wiser and Bolinger) | http://www1.eere.energy.gov/windandhydro/pdfs/43025.pdf | Y | 2008 | 21 | 21 | Figure 22 | Y | Numerical values provided by author.
Wind | Systems > 50 kW, excludes Hawaii | U.S. | Installed Costs - Total | Y | 1576.1891 | $/kW | 1998 | 2007 | 1998 | Average - simple | 227 (cumulative 1984-2007) | Berkeley Lab Database | Historical | Annual Report on U.S. Wind Power Installation, Cost, and Performance Trends: 2007 | Lawrence Berkeley National Laboratory (Wiser and Bolinger) | http://www1.eere.energy.gov/windandhydro/pdfs/43025.pdf | Y | 2008 | 21 | 21 | Figure 22 | Y | Numerical values provided by author.
Wind | Systems > 50 kW, excludes Hawaii | U.S. | Installed Costs - Total | Y | 1521.9309 | $/kW | 1999 | 2007 | 1999 | Average - simple | 227 (cumulative 1984-2007) | Berkeley Lab Database | Historical | Annual Report on U.S. Wind Power Installation, Cost, and Performance Trends: 2007 | Lawrence Berkeley National Laboratory (Wiser and Bolinger) | http://www1.eere.energy.gov/windandhydro/pdfs/43025.pdf | Y | 2008 | 21 | 21 | Figure 22 | Y | Numerical values provided by author.
Wind | Systems > 50 kW, excludes Hawaii | U.S. | Installed Costs - Total | Y | 1601.1756 | $/kW | 2000 | 2007 | 2000 | Average - simple | 227 (cumulative 1984-2007) | Berkeley Lab Database | Historical | Annual Report on U.S. Wind Power Installation, Cost, and Performance Trends: 2007 | Lawrence Berkeley National Laboratory (Wiser and Bolinger) | http://www1.eere.energy.gov/windandhydro/pdfs/43025.pdf | Y | 2008 | 21 | 21 | Figure 22 | Y | Numerical values provided by author.
Wind | Systems > 50 kW, excludes Hawaii | U.S. | Installed Costs - Total | Y | 1323.5712 | $/kW | 2001 | 2007 | 2001 | Average - simple | 227 (cumulative 1984-2007) | Berkeley Lab Database | Historical | Annual Report on U.S. Wind Power Installation, Cost, and Performance Trends: 2007 | Lawrence Berkeley National Laboratory (Wiser and Bolinger) | http://www1.eere.energy.gov/windandhydro/pdfs/43025.pdf | Y | 2008 | 21 | 21 | Figure 22 | Y | Numerical values provided by author.
Wind | Systems > 50 kW, excludes Hawaii | U.S. | Installed Costs - Total | Y | 1350.1647 | $/kW | 2002 | 2007 | 2002 | Average - simple | 227 (cumulative 1984-2007) | Berkeley Lab Database | Historical | Annual Report on U.S. Wind Power Installation, Cost, and Performance Trends: 2007 | Lawrence Berkeley National Laboratory (Wiser and Bolinger) | http://www1.eere.energy.gov/windandhydro/pdfs/43025.pdf | Y | 2008 | 21 | 21 | Figure 22 | Y | Numerical values provided by author.
Wind | Systems > 50 kW, excludes Hawaii | U.S. | Installed Costs - Total | Y | 1357.1532 | $/kW | 2003 | 2007 | 2003 | Average - simple | 227 (cumulative 1984-2007) | Berkeley Lab Database | Historical | Annual Report on U.S. Wind Power Installation, Cost, and Performance Trends: 2007 | Lawrence Berkeley National Laboratory (Wiser and Bolinger) | http://www1.eere.energy.gov/windandhydro/pdfs/43025.pdf | Y | 2008 | 21 | 21 | Figure 22 | Y | Numerical values provided by author.
Wind | Systems > 50 kW, excludes Hawaii | U.S. | Installed Costs - Total | Y | 1398.8259 | $/kW | 2004 | 2007 | 2004 | Average - simple | 227 (cumulative 1984-2007) | Berkeley Lab Database | Historical | Annual Report on U.S. Wind Power Installation, Cost, and Performance Trends: 2007 | Lawrence Berkeley National Laboratory (Wiser and Bolinger) | http://www1.eere.energy.gov/windandhydro/pdfs/43025.pdf | Y | 2008 | 21 | 21 | Figure 22 | Y | Numerical values provided by author.
Wind | Systems > 50 kW, excludes Hawaii | U.S. | Installed Costs - Total | Y | 1353.0986 | $/kW | 2005 | 2007 | 2005 | Average - simple | 227 (cumulative 1984-2007) | Berkeley Lab Database | Historical | Annual Report on U.S. Wind Power Installation, Cost, and Performance Trends: 2007 | Lawrence Berkeley National Laboratory (Wiser and Bolinger) | http://www1.eere.energy.gov/windandhydro/pdfs/43025.pdf | Y | 2008 | 21 | 21 | Figure 22 | Y | Numerical values provided by author.
Wind | Systems > 50 kW, excludes Hawaii | U.S. | Installed Costs - Total | Y | 1707.8556 | $/kW | 2007 | 2007 | 2007 | Average - simple | 227 (cumulative 1984-2007) | Berkeley Lab Database | Historical | Annual Report on U.S. Wind Power Installation, Cost, and Performance Trends: 2007 | Lawrence Berkeley National Laboratory (Wiser and Bolinger) | http://www1.eere.energy.gov/windandhydro/pdfs/43025.pdf | Y | 2008 | 21 | 21 | Figure 22 | Y | Numerical values provided by author.
Wind | Systems > 50 kW | CA | Installed Costs - Total | Y | 1569.4986 | $/kW | 2004-2007 | 2007 | 2004-2007 | Average - simple | 6 | Berkeley Lab Database | Historical | Annual Report on U.S. Wind Power Installation, Cost, and Performance Trends: 2007 | Lawrence Berkeley National Laboratory (Wiser and Bolinger) | http://www1.eere.energy.gov/windandhydro/pdfs/43025.pdf | Y | 2008 | 22 | 22 | Figure 24 | Y | Numerical values provided by author.
Wind | Systems > 50 kW | East (NY, PA, NJ, DE, MD, VA, WV, KT, TN, NC) | Installed Costs - Total | Y | 1650.6504 | $/kW | 2004-2007 | 2007 | 2004-2007 | Average - simple | 9 | Berkeley Lab Database | Historical | Annual Report on U.S. Wind Power Installation, Cost, and Performance Trends: 2007 | Lawrence Berkeley National Laboratory (Wiser and Bolinger) | http://www1.eere.energy.gov/windandhydro/pdfs/43025.pdf | Y | 2008 | 22 | 22 | Figure 24 | Y | Numerical values provided by author.
Wind | Systems > 50 kW | Greatlakes (MI, IL, OH, IN, WI) | Installed Costs - Total | Y | 1522.2513 | $/kW | 2004-2007 | 2007 | 2004-2007 | Average - simple | 7 | Berkeley Lab Database | Historical | Annual Report on U.S. Wind Power Installation, Cost, and Performance Trends: 2007 | Lawrence Berkeley National Laboratory (Wiser and Bolinger) | http://www1.eere.energy.gov/windandhydro/pdfs/43025.pdf | Y | 2008 | 22 | 22 | Figure 24 | Y | Numerical values provided by author.
Wind | Systems > 50 kW | Heartland (ND, SD, NE, KS, AR, MO, IA, MN,) | Installed Costs - Total | Y | 1430.9926 | $/kW | 2004-2007 | 2007 | 2004-2007 | Average - simple | 38 | Berkeley Lab Database | Historical | Annual Report on U.S. Wind Power Installation, Cost, and Performance Trends: 2007 | Lawrence Berkeley National Laboratory (Wiser and Bolinger) | http://www1.eere.energy.gov/windandhydro/pdfs/43025.pdf | Y | 2008 | 22 | 22 | Figure 24 | Y | Numerical values provided by author.
Wind | Systems > 50 kW | Mountain (AZ, NV, WY, UT, CO, NM) | Installed Costs - Total | Y | 1528.009 | $/kW | 2004-2007 | 2007 | 2004-2007 | Average - simple | 7 | Berkeley Lab Database | Historical | Annual Report on U.S. Wind Power Installation, Cost, and Performance Trends: 2007 | Lawrence Berkeley National Laboratory (Wiser and Bolinger) | http://www1.eere.energy.gov/windandhydro/pdfs/43025.pdf | Y | 2008 | 22 | 22 | Figure 24 | Y | Numerical values provided by author.
Wind | Systems > 50 kW | New England (ME, NH, VT, RI, CT, MA) | Installed Costs - Total | Y | 2182.4984 | $/kW | 2004-2007 | 2007 | 2004-2007 | Average - simple | 5 | Berkeley Lab Database | Historical | Annual Report on U.S. Wind Power Installation, Cost, and Performance Trends: 2007 | Lawrence Berkeley National Laboratory (Wiser and Bolinger) | http://www1.eere.energy.gov/windandhydro/pdfs/43025.pdf | Y | 2008 | 22 | 22 | Figure 24 | Y | Numerical values provided by author.
Wind | Systems > 50 kW | Northwest (WA, OR, ID, MT) | Installed Costs - Total | Y | 1536.9523 | $/kW | 2004-2007 | 2007 | 2004-2007 | Average - simple | 12 | Berkeley Lab Database | Historical | Annual Report on U.S. Wind Power Installation, Cost, and Performance Trends: 2007 | Lawrence Berkeley National Laboratory (Wiser and Bolinger) | http://www1.eere.energy.gov/windandhydro/pdfs/43025.pdf | Y | 2008 | 22 | 22 | Figure 24 | Y | Numerical values provided by author.
Wind | Systems > 50 kW | TX | Installed Costs - Total | Y | 1536.0338 | $/kW | 2004-2007 | 2007 | 2004-2007 | Average - simple | 14 | Berkeley Lab Database | Historical | Annual Report on U.S. Wind Power Installation, Cost, and Performance Trends: 2007 | Lawrence Berkeley National Laboratory (Wiser and Bolinger) | http://www1.eere.energy.gov/windandhydro/pdfs/43025.pdf | Y | 2008 | 22 | 22 | Figure 24 | Y | Numerical values provided by author.
Wind | Systems > 50 kW | U.S. | Installed Costs - Total | Y | 1202.7588 | $/kW | 2004 | 2008 | 2004 | Average - capacity-weighted | 283 (cumulative 1985-2008) | Berkeley Lab Database | Historical | 2008 Wind Technologies Market Report | Lawrence Berkeley National Laboratory (Wiser and Bolinger) | http://eetd.lbl.gov/EA/emp/reports/2008-wind-technologies.pdf | Y | 2009 | 34 | 41 | Figure 21 | Y | Numerical values provided by author.
Wind | Systems > 50 kW | U.S. | Installed Costs - Total | Y | 1232.8932 | $/kW | 2001 | 2008 | 2001 | Average - capacity-weighted | 283 (cumulative 1985-2008) | Berkeley Lab Database | Historical | 2008 Wind Technologies Market Report | Lawrence Berkeley National Laboratory (Wiser and Bolinger) | http://eetd.lbl.gov/EA/emp/reports/2008-wind-technologies.pdf | Y | 2009 | 34 | 41 | Figure 21 | Y | Numerical values provided by author.
Wind | Systems > 50 kW | U.S. | Installed Costs - Total | Y | 1305.5266 | $/kW | 2003 | 2008 | 2003 | Average - capacity-weighted | 283 (cumulative 1985-2008) | Berkeley Lab Database | Historical | 2008 Wind Technologies Market Report | Lawrence Berkeley National Laboratory (Wiser and Bolinger) | http://eetd.lbl.gov/EA/emp/reports/2008-wind-technologies.pdf | Y | 2009 | 34 | 41 | Figure 21 | Y | Numerical values provided by author.
Wind | Systems > 50 kW | U.S. | Installed Costs - Total | Y | 1327.6459 | $/kW | 1998 | 2008 | 1998 | Average - capacity-weighted | 283 (cumulative 1985-2008) | Berkeley Lab Database | Historical | 2008 Wind Technologies Market Report | Lawrence Berkeley National Laboratory (Wiser and Bolinger) | http://eetd.lbl.gov/EA/emp/reports/2008-wind-technologies.pdf | Y | 2009 | 34 | 41 | Figure 21 | Y | Numerical values provided by author.
Wind | Systems > 50 kW | U.S. | Installed Costs - Total | Y | 1338.3385 | $/kW | 2005 | 2008 | 2005 | Average - capacity-weighted | 283 (cumulative 1985-2008) | Berkeley Lab Database | Historical | 2008 Wind Technologies Market Report | Lawrence Berkeley National Laboratory (Wiser and Bolinger) | http://eetd.lbl.gov/EA/emp/reports/2008-wind-technologies.pdf | Y | 2009 | 34 | 41 | Figure 21 | Y | Numerical values provided by author.
Wind | Systems > 50 kW | U.S. | Installed Costs - Total | Y | 1439.5244 | $/kW | 2002 | 2008 | 2002 | Average - capacity-weighted | 283 (cumulative 1985-2008) | Berkeley Lab Database | Historical | 2008 Wind Technologies Market Report | Lawrence Berkeley National Laboratory (Wiser and Bolinger) | http://eetd.lbl.gov/EA/emp/reports/2008-wind-technologies.pdf | Y | 2009 | 34 | 41 | Figure 21 | Y | Numerical values provided by author.
Wind | Systems > 50 kW | U.S. | Installed Costs - Total | Y | 1439.9044 | $/kW | 1996 | 2008 | 1996 | Average - capacity-weighted | 283 (cumulative 1985-2008) | Berkeley Lab Database | Historical | 2008 Wind Technologies Market Report | Lawrence Berkeley National Laboratory (Wiser and Bolinger) | http://eetd.lbl.gov/EA/emp/reports/2008-wind-technologies.pdf | Y | 2009 | 34 | 41 | Figure 21 | Y | Numerical values provided by author.
Wind | Systems > 50 kW | U.S. | Installed Costs - Total | Y | 1562.719 | $/kW | 1999 | 2008 | 1999 | Average - capacity-weighted | 283 (cumulative 1985-2008) | Berkeley Lab Database | Historical | 2008 Wind Technologies Market Report | Lawrence Berkeley National Laboratory (Wiser and Bolinger) | http://eetd.lbl.gov/EA/emp/reports/2008-wind-technologies.pdf | Y | 2009 | 34 | 41 | Figure 21 | Y | Numerical values provided by author.
Wind | Systems > 50 kW | U.S. | Installed Costs - Total | Y | 1569.363 | $/kW | 2006 | 2008 | 2006 | Average - capacity-weighted | 283 (cumulative 1985-2008) | Berkeley Lab Database | Historical | 2008 Wind Technologies Market Report | Lawrence Berkeley National Laboratory (Wiser and Bolinger) | http://eetd.lbl.gov/EA/emp/reports/2008-wind-technologies.pdf | Y | 2009 | 34 | 41 | Figure 21 | Y | Numerical values provided by author.
Wind | Systems > 50 kW | U.S. | Installed Costs - Total | Y | 1572.2703 | $/kW | 2000 | 2008 | 2000 | Average - capacity-weighted | 283 (cumulative 1985-2008) | Berkeley Lab Database | Historical | 2008 Wind Technologies Market Report | Lawrence Berkeley National Laboratory (Wiser and Bolinger) | http://eetd.lbl.gov/EA/emp/reports/2008-wind-technologies.pdf | Y | 2009 | 34 | 41 | Figure 21 | Y | Numerical values provided by author.
Wind | Systems > 50 kW | U.S. | Installed Costs - Total | Y | 1725.5205 | $/kW | 2007 | 2008 | 2007 | Average - capacity-weighted | 283 (cumulative 1985-2008) | Berkeley Lab Database | Historical | 2008 Wind Technologies Market Report | Lawrence Berkeley National Laboratory (Wiser and Bolinger) | http://eetd.lbl.gov/EA/emp/reports/2008-wind-technologies.pdf | Y | 2009 | 34 | 41 | Figure 21 | Y | Numerical values provided by author.
Wind | Systems > 50 kW | U.S. | Installed Costs - Total | Y | 1729.4773 | $/kW | 1994 | 2008 | 1994 | Average - capacity-weighted | 283 (cumulative 1985-2008) | Berkeley Lab Database | Historical | 2008 Wind Technologies Market Report | Lawrence Berkeley National Laboratory (Wiser and Bolinger) | http://eetd.lbl.gov/EA/emp/reports/2008-wind-technologies.pdf | Y | 2009 | 34 | 41 | Figure 21 | Y | Numerical values provided by author.
Wind | Systems > 50 kW | Mountain (WY, CO, UT, AZ, NM, NV) | Installed Costs - Total | Y | 1750.2076 | $/kW | 2007-2008 | 2008 | 2007-2008 | Average - capacity-weighted | 8 | Berkeley Lab Database | Historical | 2008 Wind Technologies Market Report | Lawrence Berkeley National Laboratory (Wiser and Bolinger) | http://eetd.lbl.gov/EA/emp/reports/2008-wind-technologies.pdf | Y | 2009 | 35 | 42 | Figure 22 | Y | Numerical values provided by author.
Wind | Systems > 50 kW | TX | Installed Costs - Total | Y | 1750.3717 | $/kW | 2007-2008 | 2008 | 2007-2008 | Average - capacity-weighted | 20 | Berkeley Lab Database | Historical | 2008 Wind Technologies Market Report | Lawrence Berkeley National Laboratory (Wiser and Bolinger) | http://eetd.lbl.gov/EA/emp/reports/2008-wind-technologies.pdf | Y | 2009 | 35 | 42 | Figure 22 | Y | Numerical values provided by author.
Wind | Systems > 50 kW | U.S. | Installed Costs - Total | Y | 1775.2166 | $/kW | 1995 | 2008 | 1995 | Average - capacity-weighted | 283 (cumulative 1985-2008) | Berkeley Lab Database | Historical | 2008 Wind Technologies Market Report | Lawrence Berkeley National Laboratory (Wiser and Bolinger) | http://eetd.lbl.gov/EA/emp/reports/2008-wind-technologies.pdf | Y | 2009 | 34 | 41 | Figure 21 | Y | Numerical values provided by author.
Wind | Systems > 50 kW | U.S. | Installed Costs - Total | Y | 1850 | $/kW | 2007-2008 | 2008 | 2007-2008 | Average - capacity-weighted | 283 (cumulative 1985-2008) | Berkeley Lab Database | Historical | 2008 Wind Technologies Market Report | Lawrence Berkeley National Laboratory (Wiser and Bolinger) | http://eetd.lbl.gov/EA/emp/reports/2008-wind-technologies.pdf | Y | 2009 | 34 | 41 |  | Y
Wind | Systems > 50 kW | Great Lakes (MI, WI, IL, IN, OH) | Installed Costs - Total | Y | 1871.3119 | $/kW | 2007-2008 | 2008 | 2007-2008 | Average - capacity-weighted | 10 | Berkeley Lab Database | Historical | 2008 Wind Technologies Market Report | Lawrence Berkeley National Laboratory (Wiser and Bolinger) | http://eetd.lbl.gov/EA/emp/reports/2008-wind-technologies.pdf | Y | 2009 | 35 | 42 | Figure 22 | Y | Numerical values provided by author.
Wind | Systems > 50 kW | Northwest (WA, OR, ID, MT) | Installed Costs - Total | Y | 1881.3755 | $/kW | 2007-2008 | 2008 | 2007-2008 | Average - capacity-weighted | 9 | Berkeley Lab Database | Historical | 2008 Wind Technologies Market Report | Lawrence Berkeley National Laboratory (Wiser and Bolinger) | http://eetd.lbl.gov/EA/emp/reports/2008-wind-technologies.pdf | Y | 2009 | 35 | 42 | Figure 22 | Y | Numerical values provided by author.
Wind | Systems > 50 kW | U.S. | Installed Costs - Total | Y | 1915.4132 | $/kW | 2008 | 2008 | 2008 | Average - capacity-weighted | 283 (cumulative 1985-2008) | Berkeley Lab Database | Historical | 2008 Wind Technologies Market Report | Lawrence Berkeley National Laboratory (Wiser and Bolinger) | http://eetd.lbl.gov/EA/emp/reports/2008-wind-technologies.pdf | Y | 2009 | 34 | 41 | Figure 21 | Y | Numerical values provided by author.
Wind | Systems > 50 kW | Heartland (ND, SD, NE, OK, KS, MN, IA, MO, MI) | Installed Costs - Total | Y | 1922.0976 | $/kW | 2007-2008 | 2008 | 2007-2008 | Average - capacity-weighted | 30 | Berkeley Lab Database | Historical | 2008 Wind Technologies Market Report | Lawrence Berkeley National Laboratory (Wiser and Bolinger) | http://eetd.lbl.gov/EA/emp/reports/2008-wind-technologies.pdf | Y | 2009 | 35 | 42 | Figure 22 | Y | Numerical values provided by author.
Wind | Systems > 50 kW | East (TN, KY, NY, PA, NJ, DE, MD, DC, VA, WV, NC) | Installed Costs - Total | Y | 1953.2435 | $/kW | 2007-2008 | 2008 | 2007-2008 | Average - capacity-weighted | 11 | Berkeley Lab Database | Historical | 2008 Wind Technologies Market Report | Lawrence Berkeley National Laboratory (Wiser and Bolinger) | http://eetd.lbl.gov/EA/emp/reports/2008-wind-technologies.pdf | Y | 2009 | 35 | 42 | Figure 22 | Y | Numerical values provided by author.
Wind | Systems > 50 kW | U.S. | Installed Costs - Total | Y | 1961.4462 | $/kW | 1987 | 2008 | 1987 | Average - capacity-weighted | 283 (cumulative 1985-2008) | Berkeley Lab Database | Historical | 2008 Wind Technologies Market Report | Lawrence Berkeley National Laboratory (Wiser and Bolinger) | http://eetd.lbl.gov/EA/emp/reports/2008-wind-technologies.pdf | Y | 2009 | 34 | 41 | Figure 21 | Y | Numerical values provided by author.
Wind | Systems > 50 kW | New England (ME, NH, VT, RI, CT, MA) | Installed Costs - Total | Y | 2066.1608 | $/kW | 2007-2008 | 2008 | 2007-2008 | Average - capacity-weighted | 3 | Berkeley Lab Database | Historical | 2008 Wind Technologies Market Report | Lawrence Berkeley National Laboratory (Wiser and Bolinger) | http://eetd.lbl.gov/EA/emp/reports/2008-wind-technologies.pdf | Y | 2009 | 35 | 42 | Figure 22 | Y | Numerical values provided by author.
Wind | Systems > 50 kW; Projects approved in 2008 and likely to be built in 2009 | U.S. | Installed Costs - Total | Y | 2120 | $/kW | 2009 | 2008 | 2008 | Average - capacity-weighted | Unspecified | Berkeley Lab Database | Historical | 2008 Wind Technologies Market Report | Lawrence Berkeley National Laboratory (Wiser and Bolinger) | http://eetd.lbl.gov/EA/emp/reports/2008-wind-technologies.pdf | Y | 2009 | V | 6 |  | Y
Wind | Systems > 50 kW | U.S. | Installed Costs - Total | Y | 2352.2788 | $/kW | 1997 | 2008 | 1997 | Average - capacity-weighted | 283 (cumulative 1985-2008) | Berkeley Lab Database | Historical | 2008 Wind Technologies Market Report | Lawrence Berkeley National Laboratory (Wiser and Bolinger) | http://eetd.lbl.gov/EA/emp/reports/2008-wind-technologies.pdf | Y | 2009 | 34 | 41 | Figure 21 | Y | Numerical values provided by author.
Wind | Systems > 50 kW | U.S. | Installed Costs - Total | Y | 2441.2957 | $/kW | 1989 | 2008 | 1989 | Average - capacity-weighted | 283 (cumulative 1985-2008) | Berkeley Lab Database | Historical | 2008 Wind Technologies Market Report | Lawrence Berkeley National Laboratory (Wiser and Bolinger) | http://eetd.lbl.gov/EA/emp/reports/2008-wind-technologies.pdf | Y | 2009 | 34 | 41 | Figure 21 | Y | Numerical values provided by author.
Wind | Systems > 50 kW | U.S. | Installed Costs - Total | Y | 2766.9443 | $/kW | 1990 | 2008 | 1990 | Average - capacity-weighted | 283 (cumulative 1985-2008) | Berkeley Lab Database | Historical | 2008 Wind Technologies Market Report | Lawrence Berkeley National Laboratory (Wiser and Bolinger) | http://eetd.lbl.gov/EA/emp/reports/2008-wind-technologies.pdf | Y | 2009 | 34 | 41 | Figure 21 | Y | Numerical values provided by author.
Wind | Systems > 50 kW | U.S. | Installed Costs - Total | Y | 3473.4502 | $/kW | 1985 | 2008 | 1985 | Average - capacity-weighted | 283 (cumulative 1985-2008) | Berkeley Lab Database | Historical | 2008 Wind Technologies Market Report | Lawrence Berkeley National Laboratory (Wiser and Bolinger) | http://eetd.lbl.gov/EA/emp/reports/2008-wind-technologies.pdf | Y | 2009 | 34 | 41 | Figure 21 | Y | Numerical values provided by author.
Wind |  | U.S. | LCOE | N | 56 | $/MWh | 2008 | 2008 | 2008 | Average - simple | Unspecified | Lazard estimates | Historical | Levelized Cost of Energy Analysis - Version 3.0 DRAFT | Lazard |  | Y | 2009 | 2 | 3 |  | Y | Reflects ITC and accelerated asset depreciation, as applicable. Assumes 20-year useful life.
Wind |  | U.S. | LCOE | N | 113 | $/MWh | 2008 | 2008 | 2008 | Average - simple | Unspecified | Lazard estimates | Historical | Levelized Cost of Energy Analysis - Version 3.0 DRAFT | Lazard |  | Y | 2009 | 2 | 3 |  | Y | Reflects ITC and accelerated asset depreciation, as applicable. Assumes 20-year useful life.
Wind |  | U.S. | LCOE | Y | 83 | $/MWh | 2008 | 2008 | 2008 | Average - simple | Unspecified | Lazard estimates | Historical | Levelized Cost of Energy Analysis - Version 3.0 DRAFT | Lazard |  | Y | 2009 | 6 | 7 |  | Y | Reflects ITC and accelerated asset depreciation, as applicable. Assumes 20-year useful life. Exludes tax incentives - ITC and PTC
Wind |  | U.S. | LCOE | Y | 140 | $/MWh | 2008 | 2008 | 2008 | Average - simple | Unspecified | Lazard estimates | Historical | Levelized Cost of Energy Analysis - Version 3.0 DRAFT | Lazard |  | Y | 2009 | 6 | 7 |  | Y | Reflects ITC and accelerated asset depreciation, as applicable. Assumes 20-year useful life. Exludes tax incentives - ITC and PTC
Wind |  | U.S. | LCOE - Capital costs | N | 44 | $/MWh | 2008 | 2008 | 2008 | Range: maximum | Unspecified | Lazard estimates | Historical | Levelized Cost of Energy Analysis - Version 3.0 DRAFT | Lazard |  | Y | 2009 | 10 | 11 |  | Y | Reflects ITC and accelerated asset depreciation, as applicable. Assumes 20-year useful life.
Wind |  | U.S. | LCOE - O&M - Fixed | N | 13 | $/MWh | 2008 | 2008 | 2008 | Range: maximum | Unspecified | Lazard estimates | Historical | Levelized Cost of Energy Analysis - Version 3.0 DRAFT | Lazard |  | Y | 2009 | 10 | 11 |  | Y | Reflects ITC and accelerated asset depreciation, as applicable. Assumes 20-year useful life.
Wind | Utility Central Station | CA, AZ, NV, OR, WA | LCOG | N | 59 | $/MWh | 2007 | 2007 | 2007 | Range: minimum | Unspecified | Interviews | Historical | California Energy Commission: Renewable Energy Transmission Initiative Phase 1A Final report | Black & Veatch | http://www.energy.ca.gov/2008publications/RETI-1000-2008-002/RETI-1000-2008-002-F.PDF | Y | 2008 | 5-49 | 148 | Table 5-13 | Y | Inputs include capital costs, generation interconnection costs, O&M - fixed and variable, incentives, net plant output,
Wind | Utility Central Station | CA, AZ, NV, OR, WA | LCOG | N | 128 | $/MWh | 2007 | 2007 | 2007 | Range: maximum | Unspecified | Interviews | Historical | California Energy Commission: Renewable Energy Transmission Initiative Phase 1A Final report | Black & Veatch | http://www.energy.ca.gov/2008publications/RETI-1000-2008-002/RETI-1000-2008-002-F.PDF | Y | 2008 | 5-49 | 148 | Table 5-13 | Y | Inputs include capital costs, generation interconnection costs, O&M - fixed and variable, incentives, net plant output,
Wind | Utility Central Station | CA, AZ, NV, OR, WA | O&M | N | 50 | $/kW-Yr | 2007 | 2007 | 2007 | Average - simple | Unspecified | Interviews | Historical | California Energy Commission: Renewable Energy Transmission Initiative Phase 1A Final report | Black & Veatch | http://www.energy.ca.gov/2008publications/RETI-1000-2008-002/RETI-1000-2008-002-F.PDF | Y | 2008 | 5-49 | 148 | Table 5-13 | Y
Wind | Systems > 50 kW; project vintage 2000-2007 | U.S. | O&M | Y | 8 | $/MWh | 2000-2008 | 2008 | 2000-2008 | Average - capacity-weighted | 3-15 (2000-2007) | Berkeley Lab Database | Historical | 2008 Wind Technologies Market Report | Lawrence Berkeley National Laboratory (Wiser and Bolinger) | http://eetd.lbl.gov/EA/emp/reports/2008-wind-technologies.pdf | Y | 2009 | 41 | 48 |  | Y
Wind | Systems > 50 kW; project vintage 1990-1999 | U.S. | O&M | Y | 22 | $/MWh | 2000-2008 | 2008 | 2000-2008 | Average - capacity-weighted | 4-17 (1980-1999) | Berkeley Lab Database | Historical | 2008 Wind Technologies Market Report | Lawrence Berkeley National Laboratory (Wiser and Bolinger) | http://eetd.lbl.gov/EA/emp/reports/2008-wind-technologies.pdf | Y | 2009 | 41 | 48 |  | Y
Wind | Systems > 50 kW; project vintage 1980-1989 | U.S. | O&M | Y | 32 | $/MWh | 2000-2008 | 2008 | 2000-2008 | Average - capacity-weighted | 4-17 (1980-1999) | Berkeley Lab Database | Historical | 2008 Wind Technologies Market Report | Lawrence Berkeley National Laboratory (Wiser and Bolinger) | http://eetd.lbl.gov/EA/emp/reports/2008-wind-technologies.pdf | Y | 2009 | 41 | 48 |  | Y
Wind |  | U.S. WPC 3 | O&M - Fixed | Y | 11.5 | $/kW-Yr | 2005 | 2006 | 2005 | Average - simple | Unspecified | Modeling | Historical | 20 Percent Wind Energy Penetration in the United States | Black & Veatch | http://www.20percentwind.org/Black_Veatch_20_Percent_Report.pdf | Y | 2007 | 5-4 | 41 | Table 5-1 | Y
Wind |  | U.S. WPC 4 | O&M - Fixed | Y | 11.5 | $/kW-Yr | 2005 | 2006 | 2005 | Average - simple | Unspecified | Modeling | Historical | 20 Percent Wind Energy Penetration in the United States | Black & Veatch | http://www.20percentwind.org/Black_Veatch_20_Percent_Report.pdf | Y | 2007 | 5-4 | 41 | Table 5-1 | Y
Wind |  | U.S. WPC 5 | O&M - Fixed | Y | 11.5 | $/kW-Yr | 2005 | 2006 | 2005 | Average - simple | Unspecified | Modeling | Historical | 20 Percent Wind Energy Penetration in the United States | Black & Veatch | http://www.20percentwind.org/Black_Veatch_20_Percent_Report.pdf | Y | 2007 | 5-4 | 41 | Table 5-1 | Y
Wind |  | U.S. WPC 6 | O&M - Fixed | Y | 11.5 | $/kW-Yr | 2005 | 2006 | 2005 | Average - simple | Unspecified | Modeling | Historical | 20 Percent Wind Energy Penetration in the United States | Black & Veatch | http://www.20percentwind.org/Black_Veatch_20_Percent_Report.pdf | Y | 2007 | 5-4 | 41 | Table 5-1 | Y
Wind |  | U.S. WPC 7 | O&M - Fixed | Y | 11.5 | $/kW-Yr | 2005 | 2006 | 2005 | Average - simple | Unspecified | Modeling | Historical | 20 Percent Wind Energy Penetration in the United States | Black & Veatch | http://www.20percentwind.org/Black_Veatch_20_Percent_Report.pdf | Y | 2007 | 5-4 | 41 | Table 5-1 | Y
Wind |  | U.S. | O&M - Fixed | Y | 11.5 | $/kW-Yr | 2006 | 2006 | 2006 | Average - simple | Unspecified | Modeling/Interviews | Historical | 20 Percent Wind Energy Penetration in the United States | Black & Veatch | http://www.20percentwind.org/Black_Veatch_20_Percent_Report.pdf | Y | 2007 | 5-7 | 44 |  | Y | Expected to stay flat.
Wind |  | U.S. WPC 3 | O&M - Variable | Y | 7 | $/MWh | 2005 | 2006 | 2005 | Average - simple | Unspecified | Modeling | Historical | 20 Percent Wind Energy Penetration in the United States | Black & Veatch | http://www.20percentwind.org/Black_Veatch_20_Percent_Report.pdf | Y | 2007 | 5-4 | 41 | Table 5-1 | Y
Wind |  | U.S. WPC 4 | O&M - Variable | Y | 7 | $/MWh | 2005 | 2006 | 2005 | Average - simple | Unspecified | Modeling | Historical | 20 Percent Wind Energy Penetration in the United States | Black & Veatch | http://www.20percentwind.org/Black_Veatch_20_Percent_Report.pdf | Y | 2007 | 5-4 | 41 | Table 5-1 | Y
Wind |  | U.S. WPC 5 | O&M - Variable | Y | 7 | $/MWh | 2005 | 2006 | 2005 | Average - simple | Unspecified | Modeling | Historical | 20 Percent Wind Energy Penetration in the United States | Black & Veatch | http://www.20percentwind.org/Black_Veatch_20_Percent_Report.pdf | Y | 2007 | 5-4 | 41 | Table 5-1 | Y
Wind |  | U.S. WPC 6 | O&M - Variable | Y | 7 | $/MWh | 2005 | 2006 | 2005 | Average - simple | Unspecified | Modeling | Historical | 20 Percent Wind Energy Penetration in the United States | Black & Veatch | http://www.20percentwind.org/Black_Veatch_20_Percent_Report.pdf | Y | 2007 | 5-4 | 41 | Table 5-1 | Y
Wind |  | U.S. WPC 7 | O&M - Variable | Y | 7 | $/MWh | 2005 | 2006 | 2005 | Average - simple | Unspecified | Modeling | Historical | 20 Percent Wind Energy Penetration in the United States | Black & Veatch | http://www.20percentwind.org/Black_Veatch_20_Percent_Report.pdf | Y | 2007 | 5-4 | 41 | Table 5-1 | Y
Wind |  | U.S. | O&M - Variable | Y | 7 | $/MWh | 2006 | 2006 | 2006 | Average - simple | Unspecified | Modeling/Interviews | Historical | 20 Percent Wind Energy Penetration in the United States | Black & Veatch | http://www.20percentwind.org/Black_Veatch_20_Percent_Report.pdf | Y | 2007 | 5-7 | 44 |  | Y | Expected to decline.
Wind | Systems > 50 kW; 2002-03 project vintage | U.S. | Power Price - Retail | N | 30.8518 | $/MWh | 7 | 2008 | 7 | Average - capacity-weighted | 28 | Berkeley Lab Database | Historical | 2008 Wind Technologies Market Report | Lawrence Berkeley National Laboratory (Wiser and Bolinger) | http://eetd.lbl.gov/EA/emp/reports/2008-wind-technologies.pdf | Y | 2009 | 27 | 34 | Figure 14 | Y | Numerical values provided by author. Power price is for retail bundled product.
Wind | Systems > 50 kW; 2004-05 project vintage | U.S. | Power Price - Retail | N | 32.1047 | $/MWh | 7 | 2008 | 7 | Average - capacity-weighted | 23 | Berkeley Lab Database | Historical | 2008 Wind Technologies Market Report | Lawrence Berkeley National Laboratory (Wiser and Bolinger) | http://eetd.lbl.gov/EA/emp/reports/2008-wind-technologies.pdf | Y | 2009 | 27 | 34 | Figure 14 | Y | Numerical values provided by author. Power price is for retail bundled product.
Wind | Systems > 50 kW; 1998-99 project vintage | U.S. | Power Price - Retail | N | 34.1977 | $/MWh | 7 | 2008 | 7 | Average - capacity-weighted | 14 | Berkeley Lab Database | Historical | 2008 Wind Technologies Market Report | Lawrence Berkeley National Laboratory (Wiser and Bolinger) | http://eetd.lbl.gov/EA/emp/reports/2008-wind-technologies.pdf | Y | 2009 | 27 | 34 | Figure 14 | Y | Numerical values provided by author. Power price is for retail bundled product.
Wind | Systems > 50 kW; 2000-01 project vintage | U.S. | Power Price - Retail | N | 34.8601 | $/MWh | 7 | 2008 | 7 | Average - capacity-weighted | 20 | Berkeley Lab Database | Historical | 2008 Wind Technologies Market Report | Lawrence Berkeley National Laboratory (Wiser and Bolinger) | http://eetd.lbl.gov/EA/emp/reports/2008-wind-technologies.pdf | Y | 2009 | 27 | 34 | Figure 14 | Y | Numerical values provided by author. Power price is for retail bundled product.
Wind | Systems > 50 kW | U.S. | Power Price - Retail | N | 34.8888 | $/MWh | 2005 | 2008 | 2005 | Average - capacity-weighted | 80 | Berkeley Lab Database | Historical | 2008 Wind Technologies Market Report | Lawrence Berkeley National Laboratory (Wiser and Bolinger) | http://eetd.lbl.gov/EA/emp/reports/2008-wind-technologies.pdf | Y | 2009 | 26 | 33 | Figure 13 | Y | Numerical values provided by author. Power price is for retail bundled product.
Wind | Systems > 50 kW; 2006-2008 project vintage | TX | Power Price - Retail | N | 35.3686 | $/MWh | 7 | 2008 | 7 | Average - capacity-weighted | 2 | Berkeley Lab Database | Historical | 2008 Wind Technologies Market Report | Lawrence Berkeley National Laboratory (Wiser and Bolinger) | http://eetd.lbl.gov/EA/emp/reports/2008-wind-technologies.pdf | Y | 2009 | 28 | 35 | Figure 15 | Y | Numerical values provided by author. Power price is for retail bundled product.
Wind | Systems > 50 kW | U.S. | Power Price - Retail | N | 36.1025 | $/MWh | 2006 | 2008 | 2006 | Average - capacity-weighted | 98 | Berkeley Lab Database | Historical | 2008 Wind Technologies Market Report | Lawrence Berkeley National Laboratory (Wiser and Bolinger) | http://eetd.lbl.gov/EA/emp/reports/2008-wind-technologies.pdf | Y | 2009 | 26 | 33 | Figure 13 | Y | Numerical values provided by author. Power price is for retail bundled product.
Wind | Systems > 50 kW | U.S. | Power Price - Retail | N | 36.6054 | $/MWh | 2004 | 2008 | 2004 | Average - capacity-weighted | 62 | Berkeley Lab Database | Historical | 2008 Wind Technologies Market Report | Lawrence Berkeley National Laboratory (Wiser and Bolinger) | http://eetd.lbl.gov/EA/emp/reports/2008-wind-technologies.pdf | Y | 2009 | 26 | 33 | Figure 13 | Y | Numerical values provided by author. Power price is for retail bundled product.
Wind | Systems > 50 kW | U.S. | Power Price - Retail | N | 37.4861 | $/MWh | 2003 | 2008 | 2003 | Average - capacity-weighted | 49 | Berkeley Lab Database | Historical | 2008 Wind Technologies Market Report | Lawrence Berkeley National Laboratory (Wiser and Bolinger) | http://eetd.lbl.gov/EA/emp/reports/2008-wind-technologies.pdf | Y | 2009 | 26 | 33 | Figure 13 | Y | Numerical values provided by author. Power price is for retail bundled product.
Wind | Systems > 50 kW | U.S. | Power Price - Retail | N | 38.776 | $/MWh | 2007 | 2008 | 2007 | Average - capacity-weighted | 117 | Berkeley Lab Database | Historical | 2008 Wind Technologies Market Report | Lawrence Berkeley National Laboratory (Wiser and Bolinger) | http://eetd.lbl.gov/EA/emp/reports/2008-wind-technologies.pdf | Y | 2009 | 26 | 33 | Figure 13 | Y | Numerical values provided by author. Power price is for retail bundled product.
Wind | Systems > 50 kW | U.S. | Power Price - Retail | N | 40.2159 | $/MWh | 2008 | 2008 | 2008 | Average - capacity-weighted | 145 | Berkeley Lab Database | Historical | 2008 Wind Technologies Market Report | Lawrence Berkeley National Laboratory (Wiser and Bolinger) | http://eetd.lbl.gov/EA/emp/reports/2008-wind-technologies.pdf | Y | 2009 | 26 | 33 | Figure 13 | Y | Numerical values provided by author. Power price is for retail bundled product.
Wind | Systems > 50 kW; 2006-2008 project vintage | Heartland (ND, SD, NE, OK, KS, MN, IA, MO, MI) | Power Price - Retail | N | 42.4665 | $/MWh | 7 | 2008 | 7 | Average - capacity-weighted | 28 | Berkeley Lab Database | Historical | 2008 Wind Technologies Market Report | Lawrence Berkeley National Laboratory (Wiser and Bolinger) | http://eetd.lbl.gov/EA/emp/reports/2008-wind-technologies.pdf | Y | 2009 | 28 | 35 | Figure 15 | Y | Numerical values provided by author. Power price is for retail bundled product.
Wind | Systems > 50 kW; 2007 project vintage | U.S. | Power Price - Retail | N | 43.1719 | $/MWh | 7 | 2008 | 7 | Average - capacity-weighted | 22 | Berkeley Lab Database | Historical | 2008 Wind Technologies Market Report | Lawrence Berkeley National Laboratory (Wiser and Bolinger) | http://eetd.lbl.gov/EA/emp/reports/2008-wind-technologies.pdf | Y | 2009 | 27 | 34 | Figure 14 | Y | Numerical values provided by author. Power price is for retail bundled product.
Wind | Systems > 50 kW | U.S. | Power Price - Retail | N | 43.5992 | $/MWh | 2002 | 2008 | 2002 | Average - capacity-weighted | 33 | Berkeley Lab Database | Historical | 2008 Wind Technologies Market Report | Lawrence Berkeley National Laboratory (Wiser and Bolinger) | http://eetd.lbl.gov/EA/emp/reports/2008-wind-technologies.pdf | Y | 2009 | 26 | 33 | Figure 13 | Y | Numerical values provided by author. Power price is for retail bundled product.
Wind | Systems > 50 kW; 2006-2008 project vintage | Mountain (WY, CO, UT, AZ, NM, NV) | Power Price - Retail | N | 43.7991 | $/MWh | 7 | 2008 | 7 | Average - capacity-weighted | 10 | Berkeley Lab Database | Historical | 2008 Wind Technologies Market Report | Lawrence Berkeley National Laboratory (Wiser and Bolinger) | http://eetd.lbl.gov/EA/emp/reports/2008-wind-technologies.pdf | Y | 2009 | 28 | 35 | Figure 15 | Y | Numerical values provided by author. Power price is for retail bundled product.
Wind | Systems > 50 kW; 2006 project vintage | U.S. | Power Price - Retail | N | 47.6481 | $/MWh | 7 | 2008 | 7 | Average - capacity-weighted | 13 | Berkeley Lab Database | Historical | 2008 Wind Technologies Market Report | Lawrence Berkeley National Laboratory (Wiser and Bolinger) | http://eetd.lbl.gov/EA/emp/reports/2008-wind-technologies.pdf | Y | 2009 | 27 | 34 | Figure 14 | Y | Numerical values provided by author. Power price is for retail bundled product.
Wind | Systems > 50 kW; 2006-2008 project vintage | Northwest (WA, OR, ID, MT) | Power Price - Retail | N | 49.8502 | $/MWh | 7 | 2008 | 7 | Average - capacity-weighted | 5 | Berkeley Lab Database | Historical | 2008 Wind Technologies Market Report | Lawrence Berkeley National Laboratory (Wiser and Bolinger) | http://eetd.lbl.gov/EA/emp/reports/2008-wind-technologies.pdf | Y | 2009 | 28 | 35 | Figure 15 | Y | Numerical values provided by author. Power price is for retail bundled product.
Wind | Systems > 50 kW; 2008 project vintage | U.S. | Power Price - Retail | N | 51.5068 | $/MWh | 7 | 2008 | 7 | Average - capacity-weighted | 25 | Berkeley Lab Database | Historical | 2008 Wind Technologies Market Report | Lawrence Berkeley National Laboratory (Wiser and Bolinger) | http://eetd.lbl.gov/EA/emp/reports/2008-wind-technologies.pdf | Y | 2009 | 27 | 34 | Figure 14 | Y | Numerical values provided by author. Power price is for retail bundled product.
Wind | Systems > 50 kW; 2006-2008 project vintage | Great Lakes (MI, WI, IL, IN, OH) | Power Price - Retail | N | 54.5646 | $/MWh | 7 | 2008 | 7 | Average - capacity-weighted | 6 | Berkeley Lab Database | Historical | 2008 Wind Technologies Market Report | Lawrence Berkeley National Laboratory (Wiser and Bolinger) | http://eetd.lbl.gov/EA/emp/reports/2008-wind-technologies.pdf | Y | 2009 | 28 | 35 | Figure 15 | Y | Numerical values provided by author. Power price is for retail bundled product.
Wind | Systems > 50 kW; 2006-2008 project vintage | CA | Power Price - Retail | N | 55.9724 | $/MWh | 7 | 2008 | 7 | Average - capacity-weighted | 3 | Berkeley Lab Database | Historical | 2008 Wind Technologies Market Report | Lawrence Berkeley National Laboratory (Wiser and Bolinger) | http://eetd.lbl.gov/EA/emp/reports/2008-wind-technologies.pdf | Y | 2009 | 28 | 35 | Figure 15 | Y | Numerical values provided by author. Power price is for retail bundled product.
Wind | Systems > 50 kW | U.S. | Power Price - Retail | N | 56.6246 | $/MWh | 2001 | 2008 | 2001 | Average - capacity-weighted | 20 | Berkeley Lab Database | Historical | 2008 Wind Technologies Market Report | Lawrence Berkeley National Laboratory (Wiser and Bolinger) | http://eetd.lbl.gov/EA/emp/reports/2008-wind-technologies.pdf | Y | 2009 | 26 | 33 | Figure 13 | Y | Numerical values provided by author. Power price is for retail bundled product.
Wind | Systems > 50 kW | U.S. | Power Price - Retail | N | 58.3724 | $/MWh | 2000 | 2008 | 2000 | Average - capacity-weighted | 10 | Berkeley Lab Database | Historical | 2008 Wind Technologies Market Report | Lawrence Berkeley National Laboratory (Wiser and Bolinger) | http://eetd.lbl.gov/EA/emp/reports/2008-wind-technologies.pdf | Y | 2009 | 26 | 33 | Figure 13 | Y | Numerical values provided by author. Power price is for retail bundled product.
Wind | Systems > 50 kW; 2006-2008 project vintage | East (TN, KY, NY, PA, NJ, DE, MD, DC, VA, WV, NC) | Power Price - Retail | N | 63.9395 | $/MWh | 7 | 2008 | 7 | Average - capacity-weighted | 4 | Berkeley Lab Database | Historical | 2008 Wind Technologies Market Report | Lawrence Berkeley National Laboratory (Wiser and Bolinger) | http://eetd.lbl.gov/EA/emp/reports/2008-wind-technologies.pdf | Y | 2009 | 28 | 35 | Figure 15 | Y | Numerical values provided by author. Power price is for retail bundled product.
Wind | Systems > 50 kW | U.S. | Power Price - Retail | N | 64.2366 | $/MWh | 1999 | 2008 | 1999 | Average - capacity-weighted | 7 | Berkeley Lab Database | Historical | 2008 Wind Technologies Market Report | Lawrence Berkeley National Laboratory (Wiser and Bolinger) | http://eetd.lbl.gov/EA/emp/reports/2008-wind-technologies.pdf | Y | 2009 | 26 | 33 | Figure 13 | Y | Numerical values provided by author. Power price is for retail bundled product.
Wind | Systems > 50 kW; 2006-2008 project vintage | New England (ME, NH, VT, RI, CT, MA) | Power Price - Retail | N | 65.3684 | $/MWh | 7 | 2008 | 7 | Average - capacity-weighted | 2 | Berkeley Lab Database | Historical | 2008 Wind Technologies Market Report | Lawrence Berkeley National Laboratory (Wiser and Bolinger) | http://eetd.lbl.gov/EA/emp/reports/2008-wind-technologies.pdf | Y | 2009 | 28 | 35 | Figure 15 | Y | Numerical values provided by author. Power price is for retail bundled product.
Wind | Systems > 50 kW; project vintage 2006-2008 | TX | Power Price - Wholesale | Y | 35.3686 | $/MWh | 2008 | 2008 | 2008 | Average - capacity-weighted | 2 | Berkeley Lab Database; Ventyx; ICE | Historical | 2008 Wind Technologies Market Report | Lawrence Berkeley National Laboratory (Wiser and Bolinger) | http://eetd.lbl.gov/EA/emp/reports/2008-wind-technologies.pdf | Y | 2009 | 31 | 38 | Figure 18 | Y | Numerical values provided by author. Power price is for wholesale bundled product.
Wind | Systems > 50 kW; project vintage 2006-2008 | Heartland (ND, SD, NE, OK, KS, MN, IA, MO, MI) | Power Price - Wholesale | Y | 42.4665 | $/MWh | 2008 | 2008 | 2008 | Average - capacity-weighted | 28 | Berkeley Lab Database; Ventyx; ICE | Historical | 2008 Wind Technologies Market Report | Lawrence Berkeley National Laboratory (Wiser and Bolinger) | http://eetd.lbl.gov/EA/emp/reports/2008-wind-technologies.pdf | Y | 2009 | 31 | 38 | Figure 18 | Y | Numerical values provided by author. Power price is for wholesale bundled product.
Wind | Systems > 50 kW; project vintage 2006-2008 | Mountain (WY, CO, UT, AZ, NM, NV) | Power Price - Wholesale | Y | 43.7991 | $/MWh | 2008 | 2008 | 2008 | Average - capacity-weighted | 10 | Berkeley Lab Database; Ventyx; ICE | Historical | 2008 Wind Technologies Market Report | Lawrence Berkeley National Laboratory (Wiser and Bolinger) | http://eetd.lbl.gov/EA/emp/reports/2008-wind-technologies.pdf | Y | 2009 | 31 | 38 | Figure 18 | Y | Numerical values provided by author. Power price is for wholesale bundled product.
Wind | Systems > 50 kW; project vintage 2006-2008 | Heartland (ND, SD, NE, OK, KS, MN, IA, MO, MI) | Power Price - Wholesale | Y | 46.1911 | $/MWh | 2008 | 2008 | 2008 | Interquartile range: minimum | 28 | Berkeley Lab Database; Ventyx; ICE | Historical | 2008 Wind Technologies Market Report | Lawrence Berkeley National Laboratory (Wiser and Bolinger) | http://eetd.lbl.gov/EA/emp/reports/2008-wind-technologies.pdf | Y | 2009 | 31 | 38 | Figure 18 | Y | Numerical values provided by author. Power price is for wholesale bundled product.
Wind | Systems > 50 kW; project vintage 2006-2008 | U.S. | Power Price - Wholesale | Y | 46.1911 | $/MWh | 2008 | 2008 | 2008 | Interquartile range: minimum | 60 | Berkeley Lab Database; Ventyx; ICE | Historical | 2008 Wind Technologies Market Report | Lawrence Berkeley National Laboratory (Wiser and Bolinger) | http://eetd.lbl.gov/EA/emp/reports/2008-wind-technologies.pdf | Y | 2009 | 31 | 38 | Figure 18 | Y | Numerical values provided by author. Power price is for wholesale bundled product.
Wind | Systems > 50 kW; project vintage 2006-2008 | Great Lakes (MI, WI, IL, IN, OH) | Power Price - Wholesale | Y | 46.2272 | $/MWh | 2008 | 2008 | 2008 | Interquartile range: minimum | 6 | Berkeley Lab Database; Ventyx; ICE | Historical | 2008 Wind Technologies Market Report | Lawrence Berkeley National Laboratory (Wiser and Bolinger) | http://eetd.lbl.gov/EA/emp/reports/2008-wind-technologies.pdf | Y | 2009 | 31 | 38 | Figure 18 | Y | Numerical values provided by author. Power price is for wholesale bundled product.
Wind | Systems > 50 kW; project vintage 2006-2008 | U.S. | Power Price - Wholesale | Y | 46.4909 | $/MWh | 2008 | 2008 | 2008 | Average - capacity-weighted | 60 | Berkeley Lab Database; Ventyx; ICE | Historical | 2008 Wind Technologies Market Report | Lawrence Berkeley National Laboratory (Wiser and Bolinger) | http://eetd.lbl.gov/EA/emp/reports/2008-wind-technologies.pdf | Y | 2009 | 31 | 38 | Figure 18 | Y | Numerical values provided by author. Power price is for wholesale bundled product.
Wind | Systems > 50 kW; project vintage 2006-2008 | Heartland (ND, SD, NE, OK, KS, MN, IA, MO, MI) | Power Price - Wholesale | Y | 47.8051 | $/MWh | 2008 | 2008 | 2008 | Interquartile range: maximum | 28 | Berkeley Lab Database; Ventyx; ICE | Historical | 2008 Wind Technologies Market Report | Lawrence Berkeley National Laboratory (Wiser and Bolinger) | http://eetd.lbl.gov/EA/emp/reports/2008-wind-technologies.pdf | Y | 2009 | 31 | 38 | Figure 18 | Y | Numerical values provided by author. Power price is for wholesale bundled product.
Wind | Systems > 50 kW; project vintage 2006-2008 | Northwest (WA, OR, ID, MT) | Power Price - Wholesale | Y | 49.8502 | $/MWh | 2008 | 2008 | 2008 | Average - capacity-weighted | 5 | Berkeley Lab Database; Ventyx; ICE | Historical | 2008 Wind Technologies Market Report | Lawrence Berkeley National Laboratory (Wiser and Bolinger) | http://eetd.lbl.gov/EA/emp/reports/2008-wind-technologies.pdf | Y | 2009 | 31 | 38 | Figure 18 | Y | Numerical values provided by author. Power price is for wholesale bundled product.
Wind | Systems > 50 kW; project vintage 2006-2008 | TX | Power Price - Wholesale | Y | 52.7746 | $/MWh | 2006-2008 | 2008 | 2006-2008 | Interquartile range: minimum | 2 | Berkeley Lab Database; Ventyx; ICE | Historical | 2008 Wind Technologies Market Report | Lawrence Berkeley National Laboratory (Wiser and Bolinger) | http://eetd.lbl.gov/EA/emp/reports/2008-wind-technologies.pdf | Y | 2009 | 31 | 38 | Figure 18 | Y | Numerical values provided by author. Power price is for wholesale bundled product.
Wind | Systems > 50 kW; project vintage 2006-2008 | TX | Power Price - Wholesale | Y | 54.2746 | $/MWh | 2008 | 2008 | 2008 | Interquartile range: maximum | 2 | Berkeley Lab Database; Ventyx; ICE | Historical | 2008 Wind Technologies Market Report | Lawrence Berkeley National Laboratory (Wiser and Bolinger) | http://eetd.lbl.gov/EA/emp/reports/2008-wind-technologies.pdf | Y | 2009 | 31 | 38 | Figure 18 | Y | Numerical values provided by author. Power price is for wholesale bundled product.
Wind | Systems > 50 kW; project vintage 2006-2008 | Great Lakes (MI, WI, IL, IN, OH) | Power Price - Wholesale | Y | 54.5646 | $/MWh | 2008 | 2008 | 2008 | Average - capacity-weighted | 6 | Berkeley Lab Database; Ventyx; ICE | Historical | 2008 Wind Technologies Market Report | Lawrence Berkeley National Laboratory (Wiser and Bolinger) | http://eetd.lbl.gov/EA/emp/reports/2008-wind-technologies.pdf | Y | 2009 | 31 | 38 | Figure 18 | Y | Numerical values provided by author. Power price is for wholesale bundled product.
Wind | Systems > 50 kW; project vintage 2006-2008 | CA | Power Price - Wholesale | Y | 55.9724 | $/MWh | 2008 | 2008 | 2008 | Average - capacity-weighted | 3 | Berkeley Lab Database; Ventyx; ICE | Historical | 2008 Wind Technologies Market Report | Lawrence Berkeley National Laboratory (Wiser and Bolinger) | http://eetd.lbl.gov/EA/emp/reports/2008-wind-technologies.pdf | Y | 2009 | 31 | 38 | Figure 18 | Y | Numerical values provided by author. Power price is for wholesale bundled product.
Wind | Systems > 50 kW; project vintage 2006-2008 | Northwest (WA, OR, ID, MT) | Power Price - Wholesale | Y | 59.1394 | $/MWh | 2008 | 2008 | 2008 | Interquartile range: minimum | 5 | Berkeley Lab Database; Ventyx; ICE | Historical | 2008 Wind Technologies Market Report | Lawrence Berkeley National Laboratory (Wiser and Bolinger) | http://eetd.lbl.gov/EA/emp/reports/2008-wind-technologies.pdf | Y | 2009 | 31 | 38 | Figure 18 | Y | Numerical values provided by author. Power price is for wholesale bundled product.
Wind | Systems > 50 kW; project vintage 2006-2008 | East (TN, KY, NY, PA, NJ, DE, MD, DC, VA, WV, NC) | Power Price - Wholesale | Y | 59.3152 | $/MWh | 2008 | 2008 | 2008 | Interquartile range: minimum | 4 | Berkeley Lab Database; Ventyx; ICE | Historical | 2008 Wind Technologies Market Report | Lawrence Berkeley National Laboratory (Wiser and Bolinger) | http://eetd.lbl.gov/EA/emp/reports/2008-wind-technologies.pdf | Y | 2009 | 31 | 38 | Figure 18 | Y | Numerical values provided by author. Power price is for wholesale bundled product.
Wind | Systems > 50 kW; project vintage 2006-2008 | Mountain (WY, CO, UT, AZ, NM, NV) | Power Price - Wholesale | Y | 62.4965 | $/MWh | 2008 | 2008 | 2008 | Interquartile range: minimum | 10 | Berkeley Lab Database; Ventyx; ICE | Historical | 2008 Wind Technologies Market Report | Lawrence Berkeley National Laboratory (Wiser and Bolinger) | http://eetd.lbl.gov/EA/emp/reports/2008-wind-technologies.pdf | Y | 2009 | 31 | 38 | Figure 18 | Y | Numerical values provided by author. Power price is for wholesale bundled product.
Wind | Systems > 50 kW; project vintage 2006-2008 | East (TN, KY, NY, PA, NJ, DE, MD, DC, VA, WV, NC) | Power Price - Wholesale | Y | 63.9395 | $/MWh | 2008 | 2008 | 2008 | Average - capacity-weighted | 4 | Berkeley Lab Database; Ventyx; ICE | Historical | 2008 Wind Technologies Market Report | Lawrence Berkeley National Laboratory (Wiser and Bolinger) | http://eetd.lbl.gov/EA/emp/reports/2008-wind-technologies.pdf | Y | 2009 | 31 | 38 | Figure 18 | Y | Numerical values provided by author. Power price is for wholesale bundled product.
Wind | Systems > 50 kW; project vintage 2006-2008 | New England (ME, NH, VT, RI, CT, MA) | Power Price - Wholesale | Y | 65.3684 | $/MWh | 2008 | 2008 | 2008 | Average - capacity-weighted | 2 | Berkeley Lab Database; Ventyx; ICE | Historical | 2008 Wind Technologies Market Report | Lawrence Berkeley National Laboratory (Wiser and Bolinger) | http://eetd.lbl.gov/EA/emp/reports/2008-wind-technologies.pdf | Y | 2009 | 31 | 38 | Figure 18 | Y | Numerical values provided by author. Power price is for wholesale bundled product.
Wind | Systems > 50 kW; project vintage 2006-2008 | Northwest (WA, OR, ID, MT) | Power Price - Wholesale | Y | 66.4032 | $/MWh | 2008 | 2008 | 2008 | Interquartile range: maximum | 5 | Berkeley Lab Database; Ventyx; ICE | Historical | 2008 Wind Technologies Market Report | Lawrence Berkeley National Laboratory (Wiser and Bolinger) | http://eetd.lbl.gov/EA/emp/reports/2008-wind-technologies.pdf | Y | 2009 | 31 | 38 | Figure 18 | Y | Numerical values provided by author. Power price is for wholesale bundled product.
Wind | Systems > 50 kW; project vintage 2006-2008 | Mountain (WY, CO, UT, AZ, NM, NV) | Power Price - Wholesale | Y | 66.7761 | $/MWh | 2008 | 2008 | 2008 | Interquartile range: maximum | 10 | Berkeley Lab Database; Ventyx; ICE | Historical | 2008 Wind Technologies Market Report | Lawrence Berkeley National Laboratory (Wiser and Bolinger) | http://eetd.lbl.gov/EA/emp/reports/2008-wind-technologies.pdf | Y | 2009 | 31 | 38 | Figure 18 | Y | Numerical values provided by author. Power price is for wholesale bundled product.
Wind | Systems > 50 kW; project vintage 2006-2008 | Great Lakes (MI, WI, IL, IN, OH) | Power Price - Wholesale | Y | 69.809 | $/MWh | 2008 | 2008 | 2008 | Interquartile range: maximum | 6 | Berkeley Lab Database; Ventyx; ICE | Historical | 2008 Wind Technologies Market Report | Lawrence Berkeley National Laboratory (Wiser and Bolinger) | http://eetd.lbl.gov/EA/emp/reports/2008-wind-technologies.pdf | Y | 2009 | 31 | 38 | Figure 18 | Y | Numerical values provided by author. Power price is for wholesale bundled product.
Wind | Systems > 50 kW; project vintage 2006-2008 | CA | Power Price - Wholesale | Y | 69.9015 | $/MWh | 2008 | 2008 | 2008 | Interquartile range: minimum | 3 | Berkeley Lab Database; Ventyx; ICE | Historical | 2008 Wind Technologies Market Report | Lawrence Berkeley National Laboratory (Wiser and Bolinger) | http://eetd.lbl.gov/EA/emp/reports/2008-wind-technologies.pdf | Y | 2009 | 31 | 38 | Figure 18 | Y | Numerical values provided by author. Power price is for wholesale bundled product.
Wind | Systems > 50 kW; project vintage 2006-2008 | CA | Power Price - Wholesale | Y | 71.7814 | $/MWh | 2008 | 2008 | 2008 | Interquartile range: maximum | 3 | Berkeley Lab Database; Ventyx; ICE | Historical | 2008 Wind Technologies Market Report | Lawrence Berkeley National Laboratory (Wiser and Bolinger) | http://eetd.lbl.gov/EA/emp/reports/2008-wind-technologies.pdf | Y | 2009 | 31 | 38 | Figure 18 | Y | Numerical values provided by author. Power price is for wholesale bundled product.
Wind | Systems > 50 kW; project vintage 2006-2008 | New England (ME, NH, VT, RI, CT, MA) | Power Price - Wholesale | Y | 75.981 | $/MWh | 2008 | 2008 | 2008 | Interquartile range: minimum | 2 | Berkeley Lab Database; Ventyx; ICE | Historical | 2008 Wind Technologies Market Report | Lawrence Berkeley National Laboratory (Wiser and Bolinger) | http://eetd.lbl.gov/EA/emp/reports/2008-wind-technologies.pdf | Y | 2009 | 31 | 38 | Figure 18 | Y | Numerical values provided by author. Power price is for wholesale bundled product.
Wind | Systems > 50 kW; project vintage 2006-2008 | New England (ME, NH, VT, RI, CT, MA) | Power Price - Wholesale | Y | 80.432 | $/MWh | 2008 | 2008 | 2008 | Interquartile range: maximum | 2 | Berkeley Lab Database; Ventyx; ICE | Historical | 2008 Wind Technologies Market Report | Lawrence Berkeley National Laboratory (Wiser and Bolinger) | http://eetd.lbl.gov/EA/emp/reports/2008-wind-technologies.pdf | Y | 2009 | 31 | 38 | Figure 18 | Y | Numerical values provided by author. Power price is for wholesale bundled product.
Wind | Systems > 50 kW; project vintage 2006-2008 | East (TN, KY, NY, PA, NJ, DE, MD, DC, VA, WV, NC) | Power Price - Wholesale | Y | 86.7161 | $/MWh | 2008 | 2008 | 2008 | Interquartile range: maximum | 4 | Berkeley Lab Database; Ventyx; ICE | Historical | 2008 Wind Technologies Market Report | Lawrence Berkeley National Laboratory (Wiser and Bolinger) | http://eetd.lbl.gov/EA/emp/reports/2008-wind-technologies.pdf | Y | 2009 | 31 | 38 | Figure 18 | Y | Numerical values provided by author. Power price is for wholesale bundled product.
Wind | Systems > 50 kW; project vintage 2006-2008 | U.S. | Power Price - Wholesale | Y | 86.7161 | $/MWh | 2008 | 2008 | 2008 | Interquartile range: maximum | 60 | Berkeley Lab Database; Ventyx; ICE | Historical | 2008 Wind Technologies Market Report | Lawrence Berkeley National Laboratory (Wiser and Bolinger) | http://eetd.lbl.gov/EA/emp/reports/2008-wind-technologies.pdf | Y | 2009 | 31 | 38 | Figure 18 | Y | Numerical values provided by author. Power price is for wholesale bundled product.
Wind | Systems > 300 MW | U.S. | Turbine Transaction Price | Y | 583 | $/kW | 2000 | 2008 | 2000 | Average - simple | 59 (cumulative 1997-2009) | Berkeley Lab Database | Historical | 2008 Wind Technologies Market Report | Lawrence Berkeley National Laboratory (Wiser and Bolinger) | http://eetd.lbl.gov/EA/emp/reports/2008-wind-technologies.pdf | Y | 2009 | 36 | 43 | Figure 23 | Y | Numerical values provided by author.
Wind | 100 MW ≤ Systems ≤ 300 MW | U.S. | Turbine Transaction Price | Y | 601 | $/kW | 2001 | 2008 | 2001 | Average - simple | 59 (cumulative 1997-2009) | Berkeley Lab Database | Historical | 2008 Wind Technologies Market Report | Lawrence Berkeley National Laboratory (Wiser and Bolinger) | http://eetd.lbl.gov/EA/emp/reports/2008-wind-technologies.pdf | Y | 2009 | 36 | 43 | Figure 23 | Y | Numerical values provided by author.
Wind | Systems > 300 MW | U.S. | Turbine Transaction Price | Y | 695 | $/kW | 2002 | 2008 | 2002 | Average - simple | 59 (cumulative 1997-2009) | Berkeley Lab Database | Historical | 2008 Wind Technologies Market Report | Lawrence Berkeley National Laboratory (Wiser and Bolinger) | http://eetd.lbl.gov/EA/emp/reports/2008-wind-technologies.pdf | Y | 2009 | 36 | 43 | Figure 23 | Y | Numerical values provided by author.
Wind | Systems < 100 MW | U.S. | Turbine Transaction Price | Y | 734.3333 | $/kW | 2002 | 2008 | 2002 | Average - simple | 59 (cumulative 1997-2009) | Berkeley Lab Database | Historical | 2008 Wind Technologies Market Report | Lawrence Berkeley National Laboratory (Wiser and Bolinger) | http://eetd.lbl.gov/EA/emp/reports/2008-wind-technologies.pdf | Y | 2009 | 36 | 43 | Figure 23 | Y | Numerical values provided by author.
Wind | 100 MW ≤ Systems ≤ 300 MW | U.S. | Turbine Transaction Price | Y | 806 | $/kW | 2002 | 2008 | 2002 | Average - simple | 59 (cumulative 1997-2009) | Berkeley Lab Database | Historical | 2008 Wind Technologies Market Report | Lawrence Berkeley National Laboratory (Wiser and Bolinger) | http://eetd.lbl.gov/EA/emp/reports/2008-wind-technologies.pdf | Y | 2009 | 36 | 43 | Figure 23 | Y | Numerical values provided by author.
Wind | 100 MW ≤ Systems ≤ 300 MW | U.S. | Turbine Transaction Price | Y | 811 | $/kW | 2000 | 2008 | 2000 | Average - simple | 59 (cumulative 1997-2009) | Berkeley Lab Database | Historical | 2008 Wind Technologies Market Report | Lawrence Berkeley National Laboratory (Wiser and Bolinger) | http://eetd.lbl.gov/EA/emp/reports/2008-wind-technologies.pdf | Y | 2009 | 36 | 43 | Figure 23 | Y | Numerical values provided by author.
Wind | 100 MW ≤ Systems ≤ 300 MW | U.S. | Turbine Transaction Price | Y | 920 | $/kW | 2008 | 2008 | 2008 | Average - simple | 59 (cumulative 1997-2009) | Berkeley Lab Database | Historical | 2008 Wind Technologies Market Report | Lawrence Berkeley National Laboratory (Wiser and Bolinger) | http://eetd.lbl.gov/EA/emp/reports/2008-wind-technologies.pdf | Y | 2009 | 36 | 43 | Figure 23 | Y | Numerical values provided by author.
Wind | 100 MW ≤ Systems ≤ 300 MW | U.S. | Turbine Transaction Price | Y | 934 | $/kW | 2003 | 2008 | 2003 | Average - simple | 59 (cumulative 1997-2009) | Berkeley Lab Database | Historical | 2008 Wind Technologies Market Report | Lawrence Berkeley National Laboratory (Wiser and Bolinger) | http://eetd.lbl.gov/EA/emp/reports/2008-wind-technologies.pdf | Y | 2009 | 36 | 43 | Figure 23 | Y | Numerical values provided by author.
Wind | Systems < 100 MW | U.S. | Turbine Transaction Price | Y | 940 | $/kW | 2001 | 2008 | 2001 | Average - simple | 59 (cumulative 1997-2009) | Berkeley Lab Database | Historical | 2008 Wind Technologies Market Report | Lawrence Berkeley National Laboratory (Wiser and Bolinger) | http://eetd.lbl.gov/EA/emp/reports/2008-wind-technologies.pdf | Y | 2009 | 36 | 43 | Figure 23 | Y | Numerical values provided by author.
Wind | Systems > 300 MW | U.S. | Turbine Transaction Price | Y | 956 | $/kW | 2004 | 2008 | 2004 | Average - simple | 59 (cumulative 1997-2009) | Berkeley Lab Database | Historical | 2008 Wind Technologies Market Report | Lawrence Berkeley National Laboratory (Wiser and Bolinger) | http://eetd.lbl.gov/EA/emp/reports/2008-wind-technologies.pdf | Y | 2009 | 36 | 43 | Figure 23 | Y | Numerical values provided by author.
Wind | Systems < 100 MW | U.S. | Turbine Transaction Price | Y | 981.5 | $/kW | 2003 | 2008 | 2003 | Average - simple | 59 (cumulative 1997-2009) | Berkeley Lab Database | Historical | 2008 Wind Technologies Market Report | Lawrence Berkeley National Laboratory (Wiser and Bolinger) | http://eetd.lbl.gov/EA/emp/reports/2008-wind-technologies.pdf | Y | 2009 | 36 | 43 | Figure 23 | Y | Numerical values provided by author.
Wind | Systems < 100 MW | U.S. | Turbine Transaction Price | Y | 1001 | $/kW | 2004 | 2008 | 2004 | Average - simple | 59 (cumulative 1997-2009) | Berkeley Lab Database | Historical | 2008 Wind Technologies Market Report | Lawrence Berkeley National Laboratory (Wiser and Bolinger) | http://eetd.lbl.gov/EA/emp/reports/2008-wind-technologies.pdf | Y | 2009 | 36 | 43 | Figure 23 | Y | Numerical values provided by author.
Wind | 100 MW ≤ Systems ≤ 300 MW | U.S. | Turbine Transaction Price | Y | 1056 | $/kW | 1998 | 2008 | 1998 | Average - simple | 59 (cumulative 1997-2009) | Berkeley Lab Database | Historical | 2008 Wind Technologies Market Report | Lawrence Berkeley National Laboratory (Wiser and Bolinger) | http://eetd.lbl.gov/EA/emp/reports/2008-wind-technologies.pdf | Y | 2009 | 36 | 43 | Figure 23 | Y | Numerical values provided by author.
Wind | Systems < 100 MW | U.S. | Turbine Transaction Price | Y | 1076.6861 | $/kW | 1998 | 2008 | 1998 | Average - simple | 59 (cumulative 1997-2009) | Berkeley Lab Database | Historical | 2008 Wind Technologies Market Report | Lawrence Berkeley National Laboratory (Wiser and Bolinger) | http://eetd.lbl.gov/EA/emp/reports/2008-wind-technologies.pdf | Y | 2009 | 36 | 43 | Figure 23 | Y | Numerical values provided by author.
Wind | Systems > 300 MW | U.S. | Turbine Transaction Price | Y | 1144.5 | $/kW | 2006 | 2008 | 2006 | Average - simple | 59 (cumulative 1997-2009) | Berkeley Lab Database | Historical | 2008 Wind Technologies Market Report | Lawrence Berkeley National Laboratory (Wiser and Bolinger) | http://eetd.lbl.gov/EA/emp/reports/2008-wind-technologies.pdf | Y | 2009 | 36 | 43 | Figure 23 | Y | Numerical values provided by author.
Wind | Systems < 100 MW | U.S. | Turbine Transaction Price | Y | 1182.5 | $/kW | 2005 | 2008 | 2005 | Average - simple | 59 (cumulative 1997-2009) | Berkeley Lab Database | Historical | 2008 Wind Technologies Market Report | Lawrence Berkeley National Laboratory (Wiser and Bolinger) | http://eetd.lbl.gov/EA/emp/reports/2008-wind-technologies.pdf | Y | 2009 | 36 | 43 | Figure 23 | Y | Numerical values provided by author.
Wind | 100 MW ≤ Systems ≤ 300 MW | U.S. | Turbine Transaction Price | Y | 1190 | $/kW | 2007 | 2008 | 2007 | Average - simple | 59 (cumulative 1997-2009) | Berkeley Lab Database | Historical | 2008 Wind Technologies Market Report | Lawrence Berkeley National Laboratory (Wiser and Bolinger) | http://eetd.lbl.gov/EA/emp/reports/2008-wind-technologies.pdf | Y | 2009 | 36 | 43 | Figure 23 | Y | Numerical values provided by author.
Wind | 100 MW ≤ Systems ≤ 300 MW | U.S. | Turbine Transaction Price | Y | 1190.3333 | $/kW | 2006 | 2008 | 2006 | Average - simple | 59 (cumulative 1997-2009) | Berkeley Lab Database | Historical | 2008 Wind Technologies Market Report | Lawrence Berkeley National Laboratory (Wiser and Bolinger) | http://eetd.lbl.gov/EA/emp/reports/2008-wind-technologies.pdf | Y | 2009 | 36 | 43 | Figure 23 | Y | Numerical values provided by author.
Wind | Systems > 300 MW | U.S. | Turbine Transaction Price | Y | 1249 | $/kW | 2005 | 2008 | 2005 | Average - simple | 59 (cumulative 1997-2009) | Berkeley Lab Database | Historical | 2008 Wind Technologies Market Report | Lawrence Berkeley National Laboratory (Wiser and Bolinger) | http://eetd.lbl.gov/EA/emp/reports/2008-wind-technologies.pdf | Y | 2009 | 36 | 43 | Figure 23 | Y | Numerical values provided by author.
Wind | Systems > 300 MW | U.S. | Turbine Transaction Price | Y | 1251.7143 | $/kW | 2007 | 2008 | 2007 | Average - simple | 59 (cumulative 1997-2009) | Berkeley Lab Database | Historical | 2008 Wind Technologies Market Report | Lawrence Berkeley National Laboratory (Wiser and Bolinger) | http://eetd.lbl.gov/EA/emp/reports/2008-wind-technologies.pdf | Y | 2009 | 36 | 43 | Figure 23 | Y | Numerical values provided by author.
Wind | Systems > 50 kW | U.S. | Turbine Transaction Price | Y | 1270 | $/kW | 2007 | 2008 | 2007 | Average - capacity-weighted | 59 (cumulative 1997-2009) | Berkeley Lab Database | Historical | 2008 Wind Technologies Market Report | Lawrence Berkeley National Laboratory (Wiser and Bolinger) | http://eetd.lbl.gov/EA/emp/reports/2008-wind-technologies.pdf | Y | 2009 | V | 6 |  | Y
Wind | Systems > 50 kW | U.S. | Turbine Transaction Price | Y | 1360 | $/kW | 2008 | 2008 | 2008 | Average - capacity-weighted | 59 (cumulative 1997-2009) | Berkeley Lab Database | Historical | 2008 Wind Technologies Market Report | Lawrence Berkeley National Laboratory (Wiser and Bolinger) | http://eetd.lbl.gov/EA/emp/reports/2008-wind-technologies.pdf | Y | 2009 | V | 6 |  | Y
Wind | Systems < 100 MW | U.S. | Turbine Transaction Price | Y | 1401.6161 | $/kW | 1997 | 2008 | 1997 | Average - simple | 59 (cumulative 1997-2009) | Berkeley Lab Database | Historical | 2008 Wind Technologies Market Report | Lawrence Berkeley National Laboratory (Wiser and Bolinger) | http://eetd.lbl.gov/EA/emp/reports/2008-wind-technologies.pdf | Y | 2009 | 36 | 43 | Figure 23 | Y | Numerical values provided by author.
Wind | Systems > 300 MW | U.S. | Turbine Transaction Price | Y | 1421.6667 | $/kW | 2008 | 2008 | 2008 | Average - simple | 59 (cumulative 1997-2009) | Berkeley Lab Database | Historical | 2008 Wind Technologies Market Report | Lawrence Berkeley National Laboratory (Wiser and Bolinger) | http://eetd.lbl.gov/EA/emp/reports/2008-wind-technologies.pdf | Y | 2009 | 36 | 43 | Figure 23 | Y | Numerical values provided by author.
Wind | Systems < 100 MW | U.S. | Turbine Transaction Price | Y | 1516 | $/kW | 2006 | 2008 | 2006 | Average - simple | 59 (cumulative 1997-2009) | Berkeley Lab Database | Historical | 2008 Wind Technologies Market Report | Lawrence Berkeley National Laboratory (Wiser and Bolinger) | http://eetd.lbl.gov/EA/emp/reports/2008-wind-technologies.pdf | Y | 2009 | 36 | 43 | Figure 23 | Y | Numerical values provided by author.
Wind | Systems < 100 MW | U.S. | Turbine Transaction Price | Y | 1521.6667 | $/kW | 2007 | 2008 | 2007 | Average - simple | 59 (cumulative 1997-2009) | Berkeley Lab Database | Historical | 2008 Wind Technologies Market Report | Lawrence Berkeley National Laboratory (Wiser and Bolinger) | http://eetd.lbl.gov/EA/emp/reports/2008-wind-technologies.pdf | Y | 2009 | 36 | 43 | Figure 23 | Y | Numerical values provided by author.
Wind | Systems < 100 MW | U.S. | Turbine Transaction Price | Y | 1734.3333 | $/kW | 2008 | 2008 | 2008 | Average - simple | 59 (cumulative 1997-2009) | Berkeley Lab Database | Historical | 2008 Wind Technologies Market Report | Lawrence Berkeley National Laboratory (Wiser and Bolinger) | http://eetd.lbl.gov/EA/emp/reports/2008-wind-technologies.pdf | Y | 2009 | 36 | 43 | Figure 23 | Y | Numerical values provided by author.